{"text_format":"1","workbook":"xlsx","n_sheets":6,"sheets":["Источники света","Прожекторы,Уличный свет","Светильники","Декор светильники","Точечные светильники,Люстры"," PRO"],"not_rendered":{"charts":0,"images":319,"macros":1,"external_links":0,"defined_names":0,"comments":0,"pivot_tables":0},"unopened":[],"bounds":{"document_bytes":16777216,"sheet_cells":100000,"rows_first":2000,"rows_last":500,"rows_between":2000,"halvings":0,"cell_chars":16384,"cell_head_chars":4096},"cells_cut":0,"cells_raw":0,"read":"whole","date_system":"1900"}

{"sheet":"Источники света","index":0,"n_rows":149,"n_cols":10,"rows_kept":149,"cut":false,"hidden":false,"merged":[[0,8,0,9],[2,0,4,0],[2,1,4,1],[2,2,4,2],[2,3,4,3],[2,4,4,4],[2,5,4,5],[2,6,4,6],[2,7,4,7],[2,8,4,8],[2,9,4,9]]}
[]
["Номенклатура"]
["Фото","Ссылка на сайт","Штрихкод / Артикул","Наименование","Гарантия, г.","МРОЦ, руб","Базовая цена, руб.","Ед. изм.","Вес, кг","Объем, м3"]
[]
[]
["LED FILAMENT"]
["A60 F"]
["WOLTA"]
[null,"25Y60BLFT9E27",4260375488780,"Лампа LED  WOLTA FILAMENT  A60 9Вт 900лм E27 3000K 1/10/50",2,108,120,"шт",7.0000000000000007E-2,4.6099999999999998E-4]
[null,"25S60BLFT9E27",4260375489534,"Лампа LED  WOLTA FILAMENT  A60 9Вт 900лм E27 4000K 1/10/50",2,108,120,"шт",7.0000000000000007E-2,4.6099999999999998E-4]
["G45 E14 F"]
["WOLTA"]
[null,"25Y45GLFT5E14",4260529291327,"Лампа LED  WOLTA FILAMENT  G45 5Вт 545лм E14 3000K 1/10/50",2,72,80,"шт",3.7999999999999999E-2,2.23E-4]
[null,"25S45GLFT5E14",4260529291358,"Лампа LED  WOLTA FILAMENT  G45 5Вт 545лм E14 4000K 1/10/50",2,72,80,"шт",3.7999999999999999E-2,2.23E-4]
[null,"25Y45GLFT7E14",4260375488759,"Лампа LED  WOLTA FILAMENT  G45 7Вт 730лм E14 3000K 1/10/50",2,85.5,95,"шт",3.7999999999999999E-2,2.23E-4]
[null,"25S45GLFT7E14",4260375489626,"Лампа LED  WOLTA FILAMENT  G45 7Вт 730лм E14 4000K 1/10/50",2,85.5,95,"шт",3.7999999999999999E-2,2.23E-4]
["G45 E27 F"]
["WOLTA"]
[null,"25Y45GLFT5E27",4260529291389,"Лампа LED  WOLTA FILAMENT  G45 5Вт 545лм E27 3000K 1/10/50",2,72,80,"шт",0.04,2.23E-4]
[null,"25S45GLFT5E27",4260529291419,"Лампа LED  WOLTA FILAMENT  G45 5Вт 545лм E27 4000K 1/10/50",2,72,80,"шт",0.04,2.23E-4]
[null,"25Y45GLFT7E27",4260375489657,"Лампа LED  WOLTA FILAMENT  G45 7Вт 730лм  E27 3000K 1/10/50",2,85.5,95,"шт",0.04,2.23E-4]
[null,"25S45GLFT7E27",4260375489688,"Лампа LED  WOLTA FILAMENT  G45 7Вт 730лм E27 4000K 1/10/50",2,85.5,95,"шт",0.04,2.23E-4]
["C35 F"]
["WOLTA"]
[null,"25YCFT5E14",4260529291174,"Лампа LED  WOLTA FILAMENT  C35 5Вт 545лм E14 3000K 1/10/50",2,72,80,"шт",0.03,1.4300000000000001E-4]
[null,"25SCFT5E14",4260529291204,"Лампа LED  WOLTA FILAMENT  C35 5Вт 545лм E14 4000K 1/10/50",2,72,80,"шт",0.03,1.4300000000000001E-4]
[null,"25YCFT7E14",4260375487981,"Лампа LED  WOLTA FILAMENT  C35 7Вт 730лм E14 3000K 1/10/50",2,85.5,95,"шт",0.03,1.4300000000000001E-4]
[null,"25SCFT7E14",4260375489565,"Лампа LED  WOLTA FILAMENT  C35 7Вт 730лм E14 4000K 1/10/50",2,85.5,95,"шт",3.2000000000000001E-2,1.4300000000000001E-4]
["CD35 F"]
["WOLTA"]
[null,"25YCDFT5E14",4260375488636,"Лампа LED  WOLTA FILAMENT св н/в CD35  5Вт 545лм E14 3000K 1/10/50",2,72,80,"шт",3.4000000000000002E-2,1.6200000000000001E-4]
[null,"25SCDFT5E14",4260529291235,"Лампа LED  WOLTA FILAMENT св н/в CD35  5Вт 545лм E14 4000K 1/10/50",2,72,80,"шт",3.4000000000000002E-2,1.6200000000000001E-4]
[null,"25YCDFT7E14",4260375488667,"Лампа LED  WOLTA FILAMENT св н/в CD35  7Вт 730лм E14 3000K 1/10/50",2,85.5,95,"шт",3.5000000000000003E-2,1.6200000000000001E-4]
[null,"25SCDFT7E14",4260375489596,"Лампа LED  WOLTA FILAMENT св н/в CD35  7Вт 730лм E14 4000K 1/10/50",2,85.5,95,"шт",3.5000000000000003E-2,1.6200000000000001E-4]
["CT35 F"]
["WOLTA"]
[null,"25YCTFT5E14",4260375488070,"Лампа LED  WOLTA FILAMENT св вт  CT35 5Вт 545лм E14 3000K 1/10/50",2,72,80,"шт",0.03,1.4300000000000001E-4]
[null,"25SCTFT5E14",4260529291266,"Лампа LED  WOLTA FILAMENT св вт  CT35 5Вт 545лм E14 4000K 1/10/50",2,72,80,"шт",0.03,1.4300000000000001E-4]
[null,"25YCTFT7E14",4260375488100,"Лампа LED  WOLTA FILAMENT св вт  CT35 7Вт 730лм E14 3000K 1/10/50",2,85.5,95,"шт",3.2000000000000001E-2,1.4300000000000001E-4]
[null,"25SCTFT7E14",4260529291297,"Лампа LED  WOLTA FILAMENT св вт  CT35 7Вт 730лм E14 4000K 1/10/50",2,85.5,95,"шт",0.03,1.4300000000000001E-4]
["LED 1.0"]
["A60"]
["WOLTA"]
[null,"25Y60BL9E27",4260529293765,"Лампа LED  WOLTA A60 9Вт 800лм Е27 3000К   1/50",2,64.069999999999993,71.19,"шт",0.06,5.2300000000000003E-4]
[null,"25S60BL9E27",4260529293789,"Лампа LED  WOLTA A60 9Вт 800лм Е27 4000К   1/50",2,64.069999999999993,71.19,"шт",0.06,5.2300000000000003E-4]
[null,"25Y60BL12E27-S",4260375483495,"Лампа LED WOLTA Simple A60 12Вт 1200лм  Е27 3000К   1/50",2,64.069999999999993,71.19,"шт",8.2000000000000003E-2,6.0400000000000004E-4]
[null,"25Y60BL12E27",4260529293680,"Лампа LED  WOLTA A60 12Вт 1150лм Е27 3000К   1/50",2,69.56,77.290000000000006,"шт",6.8000000000000005E-2,5.2300000000000003E-4]
[null,"25S60BL12E27",4260529293703,"Лампа LED  WOLTA A60 12Вт 1150лм Е27 4000К   1/50",2,69.56,77.290000000000006,"шт",7.0000000000000007E-2,5.2300000000000003E-4]
[null,"25W60BL12E27",4260529293727,"Лампа LED  WOLTA A60 12Вт 1150лм Е27 6500К   1/50",2,69.56,77.290000000000006,"шт",7.0000000000000007E-2,5.2300000000000003E-4]
[null,"25Y60BL15E27",4260375483778,"Лампа LED  WOLTA A60 15Вт 1450лм Е27 3000К   1/50",2,94.28,104.75,"шт",8.5999999999999993E-2,5.9900000000000003E-4]
[null,"25S60BL15E27",4260375483808,"Лампа LED  WOLTA A60 15Вт 1450лм Е27 4000К   1/50",2,94.28,104.75,"шт",8.5000000000000006E-2,5.9900000000000003E-4]
[null,"25W60BL15E27",4260529293741,"Лампа LED WOLTA A60 15Вт 1450лм Е27 6500К   1/50",2,94.28,104.75,"шт",7.4999999999999997E-2,5.4500000000000002E-4]
[null,"25Y65BL20E27",4260375487905,"Лампа LED WOLTA A65 20Вт 1800лм Е27 3000К    1/50",3,108,120,"шт",0.104,8.0999999999999996E-4]
[null,"25S65BL20E27",4260375487875,"Лампа LED WOLTA A65 20Вт 1800лм Е27 4000К    1/50",3,108,120,"шт",8.2000000000000003E-2,8.0999999999999996E-4]
["G45 E14"]
["WOLTA"]
[null,"25Y45GL7.5E14",4260529293987,"Лампа LED WOLTA G45 7.5Вт 625лм Е14 3000К   1/50",2,58.58,65.09,"шт",3.7999999999999999E-2,2.3800000000000001E-4]
[null,"25S45GL7.5E14",4260529294007,"Лампа LED WOLTA G45 7.5Вт 625лм Е14 4000К   1/50",2,58.58,65.09,"шт",3.7999999999999999E-2,2.2499999999999999E-4]
[null,"25W45GL7.5E14",4260529294021,"Лампа LED WOLTA G45 7.5Вт 625лм Е14 6500К   1/50",2,58.58,65.09,"шт",3.4000000000000002E-2,2.2499999999999999E-4]
[null,"25Y45GL10E14",4260529293567,"Лампа LED WOLTA G45 10Вт 900лм Е14 3000К   1/50",2,79.63,88.48,"шт",3.4000000000000002E-2,2.3800000000000001E-4]
[null,"25S45GL10E14",4260529293581,"Лампа LED WOLTA G45 10Вт 900лм Е14 4000К   1/50",2,79.63,88.48,"шт",3.4000000000000002E-2,2.2499999999999999E-4]
[null,"25W45GL10E14",4260529293604,"Лампа LED WOLTA G45 10Вт 900лм Е14 6500К   1/50",2,79.63,88.48,"шт",3.4000000000000002E-2,2.2499999999999999E-4]
["G45 E27"]
["WOLTA"]
[null,"25Y45GL7.5E27",4260529294045,"Лампа LED WOLTA G45 7.5Вт 625лм Е27 3000К   1/50",2,58.58,65.09,"шт",4.1000000000000002E-2,2.2499999999999999E-4]
[null,"25S45GL7.5E27",4260529294069,"Лампа LED WOLTA G45 7.5Вт 625лм  Е27 4000К   1/50",2,58.58,65.09,"шт",0.04,2.2499999999999999E-4]
[null,"25W45GL7.5E27",4260529294083,"Лампа LED WOLTA G45 7.5Вт 625лм Е27 6500К   1/50",2,58.58,65.09,"шт",3.5999999999999997E-2,2.2499999999999999E-4]
[null,"25Y45GL10E27",4260529293505,"Лампа LED WOLTA G45 10Вт 900лм Е27 3000К   1/50",2,79.63,88.48,"шт",3.5999999999999997E-2,2.2499999999999999E-4]
[null,"25S45GL10E27",4260529293529,"Лампа LED WOLTA G45 10Вт 900лм Е27 4000К   1/50",2,79.63,88.48,"шт",3.5999999999999997E-2,2.2499999999999999E-4]
[null,"25W45GL10E27",4260529293543,"Лампа LED WOLTA G45 10Вт 900лм Е27 6500К   1/50",2,79.63,88.48,"шт",3.5999999999999997E-2,2.2499999999999999E-4]
["C37 E14"]
["WOLTA"]
[null,"25YC7.5E14",4260529293802,"Лампа LED WOLTA C37 7.5Вт 625лм  Е14 3000К   1/50",2,58.58,65.09,"шт",3.5999999999999997E-2,1.94E-4]
[null,"25SC7.5E14",4260529293826,"Лампа LED WOLTA C37 7.5Вт 625лм Е14 4000К   1/50",2,58.58,65.09,"шт",3.5999999999999997E-2,1.94E-4]
[null,"25WC7.5E14",4260529293840,"Лампа LED WOLTA C37 7.5Вт 625лм Е14 6500К   1/50",2,58.58,65.09,"шт",0.04,1.94E-4]
[null,"25YC10E14",4260529293383,"Лампа LED WOLTA C37 10Вт 900лм Е14 3000К   1/50",2,79.63,88.48,"шт",0.04,1.94E-4]
[null,"25SC10E14",4260529293406,"Лампа LED WOLTA C37 10Вт 900лм Е14 4000К   1/50",2,79.63,88.48,"шт",0.04,1.94E-4]
[null,"25WC10E14",4260529293420,"Лампа LED WOLTA C37 10Вт 900лм Е14 6500К   1/50",2,79.63,88.48,"шт",0.04,1.94E-4]
["C37 E27"]
["WOLTA"]
[null,"25YC7.5E27",4260529293864,"Лампа LED WOLTA C37 7.5Вт 625лм Е27 3000К   1/50",2,58.58,65.09,"шт",0.04,2.03E-4]
[null,"25SC7.5E27",4260529293888,"Лампа LED WOLTA C37 7.5Вт 625лм  Е27 4000К   1/50",2,58.58,65.09,"шт",3.9E-2,2.03E-4]
[null,"25WC7.5E27",4260529293901,"Лампа LED WOLTA C37 7.5Вт 625лм Е27 6500К   1/50",2,58.58,65.09,"шт",0.04,2.03E-4]
[null,"25YC10E27",4260529293444,"Лампа LED WOLTA C37 10Вт 900лм Е27 3000К   1/50",2,79.63,88.48,"шт",0.04,2.03E-4]
[null,"25SC10E27",4260529293468,"Лампа LED WOLTA C37 10Вт 900лм Е27 4000К   1/50",2,79.63,88.48,"шт",0.04,2.03E-4]
[null,"25WC10E27",4260529293482,"Лампа LED WOLTA C37 10Вт 900лм Е27 6500К   1/50",2,79.63,88.48,"шт",0.04,2.03E-4]
["CD37"]
["WOLTA"]
[null,"25YCD7.5E14",4260529293925,"Лампа LED WOLTA св н/в CD37 7.5Вт 625лм Е14 3000К  1/50",2,58.58,65.09,"шт",4.2000000000000003E-2,2.6499999999999999E-4]
[null,"25SCD7.5E14",4260529293949,"Лампа LED WOLTA св н/в CD37 7.5Вт 625лм Е14 4000К   1/50",2,58.58,65.09,"шт",0.04,2.6499999999999999E-4]
[null,"25WCD7.5E14",4260529293963,"Лампа LED WOLTA св н/в CD37 7.5Вт 625лм Е14 6500К   1/50",2,58.58,65.09,"шт",4.2000000000000003E-2,2.6499999999999999E-4]
["REFLECTOR"]
["WOLTA"]
[null,"25Y39R5E14",4260375481743,"Лампа LED  WOLTA R39 5Вт 400лм E14 3000K 1/50",2,74.14,82.38,"шт",5.1999999999999998E-2,2.9999999999999997E-4]
[null,"25S39R5E14",4260375481774,"Лампа LED  WOLTA R39 5Вт 400лм E14 4000K 1/50",2,74.14,82.38,"шт",5.1999999999999998E-2,2.9999999999999997E-4]
[null,"25Y50R7E14",4260375481804,"Лампа LED  WOLTA R50 7Вт 600лм E14 3000K 1/50",2,84.2,93.56,"шт",0.05,4.9600000000000002E-4]
[null,"25S50R7E14",4260375481835,"Лампа LED  WOLTA R50 7Вт  600лм E14 4000K 1/50",2,84.2,93.56,"шт",0.05,4.9600000000000002E-4]
[null,"25Y63R9E27",4260375481866,"Лампа LED  WOLTA R63 9Вт 810лм E27 3000K 1/50",2,94.28,104.75,"шт",7.6999999999999999E-2,5.3200000000000003E-4]
[null,"25S63R9E27",4260375481897,"Лампа LED  WOLTA R63 9Вт 810лм E27 4000K 1/50",2,94.28,104.75,"шт",7.6999999999999999E-2,5.3200000000000003E-4]
["GU5.3"]
["WOLTA"]
[null,"25YMR16-220-7.5GU5.3",4260529294106,"Лампа LED  WOLTA MR16 7.5Вт 625лм GU5.3  3000К   1/50",2,58.58,65.09,"шт",0.04,1.9000000000000001E-4]
[null,"25SMR16-220-7.5GU5.3",4260529294120,"Лампа LED  WOLTA MR16 7.5Вт 625лм GU5.3  4000К   1/50",2,58.58,65.09,"шт",0.04,1.9000000000000001E-4]
[null,"25WMR16-220-7.5GU5.3",4260529294144,"Лампа LED  WOLTA MR16 7.5Вт 625лм GU5.3  6500К   1/50",2,58.58,65.09,"шт",0.04,1.9000000000000001E-4]
[null,"25YMR16-220-10GU5.3",4260529293628,"Лампа LED  WOLTA MR16 10Вт 825лм GU5.3 3000К   1/50",2,79.63,88.48,"шт",4.2000000000000003E-2,2.3499999999999999E-4]
[null,"25SMR16-220-10GU5.3",4260529293642,"Лампа LED  WOLTA MR16 10Вт 825лм GU5.3 4000К   1/50",2,79.63,88.48,"шт",0.04,2.3499999999999999E-4]
[null,"25WMR16-220-10GU5.3",4260529293666,"Лампа LED  WOLTA MR16 10Вт 825лм GU5.3 6500К   1/50",2,79.63,88.48,"шт",0.04,2.3499999999999999E-4]
["GU10"]
["WOLTA"]
[null,"25YPAR16-230-8GU10",4260375481569,"Лампа LED WOLTA PAR16  8Вт 700лм GU10 3000К   1/50",3,79.63,88.48,"шт",4.7E-2,3.48E-4]
[null,"25SPAR16-230-8GU10",4260375481590,"Лампа LED WOLTA PAR16  8Вт 700лм GU10 4000К   1/50",3,79.63,88.48,"шт",4.7E-2,3.48E-4]
["GX53"]
["WOLTA"]
[null,"25Y75R7.5GX53",4260529293086,"Лампа LED WOLTA R75 7.5Вт 625лм GX53 3000К   1/100",2,76.5,85,"шт",4.4999999999999998E-2,1.8599999999999999E-4]
[null,"25S75R7.5GX53",4260529293109,"Лампа LED WOLTA R75 7.5Вт 625лм GX53 4000К   1/100",2,76.5,85,"шт",4.4999999999999998E-2,1.8599999999999999E-4]
[null,"25W75R7.5GX53",4260529293123,"Лампа LED WOLTA R75 7.5Вт 625лм GX53 6500К   1/100",2,76.5,85,"шт",4.3999999999999997E-2,1.8599999999999999E-4]
[null,"25Y75R10GX53",4260529293147,"Лампа LED WOLTA R75 10Вт 825лм GX53  3000К   1/100",2,90,100,"шт",4.7E-2,1.8599999999999999E-4]
[null,"25S75R10GX53",4260529293161,"Лампа LED WOLTA R75 10Вт 825лм GX53 4000К   1/100",2,90,100,"шт",4.7E-2,1.8599999999999999E-4]
[null,"25W75R10GX53",4260529293185,"Лампа LED WOLTA R75 10Вт 825лм GX53  6500К   1/100",2,90,100,"шт",4.8000000000000001E-2,1.8599999999999999E-4]
[null,"25Y75R12GX53",4260529294168,"Лампа LED WOLTA R75 12Вт 1050лм GX53  3000К   1/100",2,103.5,115,"шт",5.6000000000000001E-2,1.8599999999999999E-4]
[null,"25S75R12GX53",4260529294182,"Лампа LED WOLTA R75 12Вт 1050лм GX53 4000К   1/100",2,103.5,115,"шт",5.6000000000000001E-2,1.8599999999999999E-4]
[null,"25W75R12GX53",4260529294205,"Лампа LED WOLTA R75 12Вт 1050лм GX53  6500К   1/100",2,103.5,115,"шт",5.6000000000000001E-2,1.8599999999999999E-4]
["Capsule G4"]
["WOLTA"]
[null,"25YJC-230-2.5G4",4260375482184,"Лампа LED WOLTA JC 2.5Вт 200лм  G4 220V 3000K 1/5/100/1000",3,64.069999999999993,71.19,"шт",1.2E-2,3.8999999999999999E-5]
[null,"25YJC-12-2.5G4",4260375482245,"Лампа LED WOLTA JC 2.5Вт 200лм G4 12V AC/DC 3000K 1/5/100/1000",3,64.069999999999993,71.19,"шт",1.2E-2,3.8999999999999999E-5]
[null,"25SJC-230-2.5G4",4260375482153,"Лампа LED WOLTA JC 2.5Вт 200лм G4 220V 4000K 1/5/100/1000",3,68.650000000000006,76.28,"шт",1.2E-2,3.8999999999999999E-5]
[null,"25SJC-12-2.5G4",4260375482214,"Лампа LED WOLTA JC 2.5Вт 200лм G4 12V AC/DC 4000K 1/5/100/1000",3,73.22,81.36,"шт",1.2E-2,3.8999999999999999E-5]
["capsule G9"]
["WOLTA"]
[null,"25YJCD-230-5G9",4260375482306,"Лампа LED WOLTA JCD  5Вт 360лм G9 220V 3000K 1/5/100/1000",3,91.53,101.7,"шт",2.1999999999999999E-2,6.3999999999999997E-5]
[null,"25SJCD-230-5G9",4260375482276,"Лампа LED WOLTA JCD  5Вт 360лм G9 220V 4000K 1/5/100/1000",3,105.26,116.96,"шт",2.1999999999999999E-2,6.3999999999999997E-5]
["LED T8"]
["T8"]
["WOLTA"]
[null,"25ST8-10G13-R",4260375483051,"Лампа LED WOLTA T8 60 10Вт 800лм G13-пов-й 4000K 1/25",2,110.75,123.06,"шт",0.13600000000000001,9.5E-4]
[null,"25WT8-10G13-R",4260375483075,"Лампа LED WOLTA T8 60 10Вт 800лм G13-пов-й 6500K 1/25",2,110.75,123.06,"шт",0.13600000000000001,9.5E-4]
[null,"25ST8-18G13",4260375482078,"Лампа LED WOLTA T8 120 18Вт 1600лм G13 4000K 1/25",2,134.55000000000001,149.5,"шт",0.25,1.908E-3]
[null,"25WT8-18G13",4260375482092,"Лампа LED WOLTA T8 120 18Вт 1600лм G13 6500K 1/25",2,134.55000000000001,149.5,"шт",0.25,1.908E-3]
[null,"25ST8-24G13",4260529295400,"Лампа LED WOLTA T8 150 24Вт 1950лм G13 4000K 1/25",2,224.55,249.5,"шт",0.3,2.3180000000000002E-3]
[null,"25WT8-24G13",4260529295424,"Лампа LED WOLTA T8 150 24Вт 1950лм G13 6500K 1/25",2,224.55,249.5,"шт",0.3,2.3180000000000002E-3]
["LED HP"]
["HP"]
["WOLTA"]
[null,"25WHP30E27/40",4260375487813,"Лампа LED WOLTA HP 30Вт 2500лм E27/40  6500K 1/40",2,207,230,"шт",0.21299999999999999,2.3779999999999999E-3]
[null,"25WHP40E27/40",4260375487837,"Лампа LED WOLTA HP 40Вт 3500лм E27/40  6500K 1/20",2,319.5,355,"шт",0.32500000000000001,3.9360000000000003E-3]
[null,"25WHP60E27/40",4260529292409,"Лампа LED WOLTA HP 60Вт 4500лм E27/40  6500K 1/12",2,540,600,"шт",0.47499999999999998,6.0169999999999998E-3]
[null,"25WHP60E40",4260375487851,"Лампа LED WOLTA HP 60Вт 5000лм E40  6500K 1/12",2,540,600,"шт",0.69199999999999995,9.4289999999999999E-3]
[null,"25WHP90E27/40",4260529292423,"Лампа LED WOLTA HP 90Вт 7000лм E27/40  6500K 1/12",2,900,1000,"шт",0.78300000000000003,5.9740000000000001E-3]

{"sheet":"Прожекторы,Уличный свет","index":1,"n_rows":54,"n_cols":10,"rows_kept":54,"cut":false,"hidden":false,"merged":[[0,8,0,9],[2,0,4,0],[2,1,4,1],[2,2,4,2],[2,3,4,3],[2,4,4,4],[2,5,4,5],[2,6,4,6],[2,7,4,7],[2,8,4,8],[2,9,4,9]]}
[]
["Номенклатура"]
["Фото","Ссылка на сайт","Штрихкод / Артикул","Наименование","Гарантия, г.","МРОЦ, руб","Базовая цена, руб.","Ед. изм.","Вес, кг","Объем, м3"]
[]
[]
[null,null,null,null,null,null,"Укажите свою скидку %"]
["FL"]
["LFL-05"]
["Lumin'arte"]
[null,"LFL-20/05s",4260375484430,"Светодиодный прожектор LFL-20/05s с датчиком движения 5500K 20 вт LED IP65 1600 Лм  1/40",2,640.71,711.9,"шт",0.34499999999999997,1.2589999999999999E-3]
[null,"LFL-50/05",4260375484393,"Светодиодный прожектор LFL-50/05 5500K 50 Вт LED IP65 4000 Лм  1/20",2,562.91,625.46,"шт",0.68799999999999994,2.4970000000000001E-3]
["WFL-05s"]
["WOLTA"]
[null,"WFL-10W/05s",4260375489886,"Светодиодный прожектор WFL-10W/05s с датчиком движения 5500K 10 Вт LED IP65 800 Лм  1/40",2,642.54,713.93,"шт",0.33300000000000002,1.2589999999999999E-3]
[null,"WFL-20W/05s",4260375489909,"Светодиодный прожектор WFL-20W/05s с датчиком движения 5500K 20 Вт LED IP65 1600 Лм  1/40",2,695.63,772.92,"шт",0.33500000000000002,1.2589999999999999E-3]
[null,"WFL-30W/05s",4260375489923,"Светодиодный прожектор WFL-30W/05s с датчиком движения 5500K 30 Вт LED IP65 2400 Лм  1/25",2,947.34,1052.5999999999999,"шт",0.54,2.3080000000000002E-3]
[null,"WFL-50W/05s",4260529290108,"Светодиодный прожектор WFL-50W/05s с датчиком движения 5500K 50 Вт LED IP65 4000 Лм  1/20",2,1258.54,1398.38,"шт",0.76500000000000001,3.019E-3]
["WFL-06"]
["WOLTA"]
[null,"WFL-10W/06",4260375485079,"Светодиодный прожектор WFL-10W/06  5500K 10 Вт SMD IP65 850 Лм  1/40",2,175.5,195,"шт",0.216,6.4999999999999997E-4]
[null,"WFL-20W/06",4260375485093,"Светодиодный прожектор WFL-20W/06  5500K 20 Вт SMD IP65 1700 Лм  1/20",2,291.07,323.41000000000003,"шт",0.31900000000000001,1.0399999999999999E-3]
[null,"WFL-30W/06",4260375485116,"Светодиодный прожектор WFL-30W/06  5500K 30 Вт SMD IP65 2550 Лм  1/20",2,432.94,481.04,"шт",0.46700000000000003,1.457E-3]
[null,"WFL-50W/06",4260375485130,"Светодиодный прожектор WFL-50W/06  5500K 50 Вт SMD IP 65 4250 Лм  1/10",2,609.29999999999995,677,"шт",0.71,2.1570000000000001E-3]
[null,"WFL-70W/06",4260529292362,"Светодиодный прожектор WFL-70W/06  5500K 70 Вт SMD IP65 6000 Лм  1/10",2,931.5,1035,"шт",0.96499999999999997,3.2759999999999998E-3]
[null,"WFL-100W/06",4260375487516,"Светодиодный прожектор WFL-100W/06 5500K 100 Вт SMD IP65 8500 Лм  1/5",2,1314,1460,"шт",1.601,4.6410000000000002E-3]
[null,"WFL-150W/06",4260375487530,"Светодиодный прожектор WFL-150W/06 5500K 150 Вт SMD IP65 12750 Лм  1/4",2,2726.1,3029,"шт",2.7330000000000001,6.9519999999999998E-3]
[null,"WFL-200W/06",4260375487554,"Светодиодный прожектор WFL-200W/06 5500K 200 Вт SMD IP 65 17000 Лм  1/4",2,3635.1,4039,"шт",3.9180000000000001,1.0123999999999999E-2]
["WFL-06W"]
["WOLTA"]
[null,"WFL-10W/06W",4260529295028,"Светодиодный прожектор WFL-10W/06W белый  5500K 10 Вт SMD IP65 850 Лм  1/40",2,175.5,195,"шт",0.21,6.4999999999999997E-4]
[null,"WFL-20W/06W",4260529295042,"Светодиодный прожектор WFL-20W/06W белый  5500K 20 Вт SMD IP65 1700 Лм  1/20",2,291.07,323.41000000000003,"шт",0.32,1.024E-3]
[null,"WFL-30W/06W",4260529295066,"Светодиодный прожектор WFL-30W/06W белый  5500K 30 Вт SMD IP65 2550 Лм  1/20",2,432.94,481.04,"шт",0.47799999999999998,1.462E-3]
[null,"WFL-50W/06W",4260529295080,"Светодиодный прожектор WFL-50W/06W белый 5500K 50 Вт SMD IP 65 4250 Лм  1/10",2,609.29999999999995,677,"шт",0.72199999999999998,2.1570000000000001E-3]
["WFLW-05"]
["WOLTA"]
[null,"WFLW-10W/05",4260529292386,"Светодиодный прожектор WFLW-10W/05 5500K 10 Вт LED IP65 белый 800 Лм  1/40",2,329.51,366.12,"шт",0.223,6.8900000000000005E-4]
["STL"]
["STL_01"]
["WOLTA"]
[null,"STL-50W01",4260375489947,"Уличный светодиодный светильник STL-50W01 50Вт IP65 6000 лм 5500К 213x460x62 мм  1/1",3,3315.21,3683.57,"шт",2.3610000000000002,6.8739999999999999E-3]
[null,"STL-100W01",4260375489954,"Уличный светодиодный светильник STL-100W01 100Вт IP65 12000 лм 5500К 538x68x264 мм  1/1",3,4567.3500000000004,5074.83,"шт",3.4209999999999998,1.1495E-2]
[null,"STL-150W01",4260375489961,"Уличный светодиодный светильник STL-150W01 150Вт IP65 18000 лм 5500K 635x316x80 мм  1/1",3,6397.95,7108.83,"шт",4.75,1.8866000000000001E-2]
["STL_02"]
["WOLTA"]
[null,"STL-120W02",4260529293291,"Уличный светодиодный светильник STL-120W02 120Вт 6000K IP65 12000 Лм  1/1",2,2645.22,2939.13,"шт",2.33,1.5159000000000001E-2]
["STL03"]
["WOLTA"]
[null,"STL-70W03",4260529296605,"Уличный светодиодный светильник STL-70W03 70Вт 5000K IP65 7000 лм 390*140*77 мм  1/1",2,1703.7,1893,"шт",1.117,4.7999999999999996E-3]
[null,"STL-120W03",4260529296599,"Уличный светодиодный светильник STL-120W03 120Вт 5000K IP65 12000 Лм 460x190x70 мм  1/1",2,2709,3010,"шт",2.11,8.064E-3]
["Кронштейны"]
["WOLTA"]
[null,"К1П-03-035-1-012х06-Б",4260529296827,"Кронштейн приставной для консольного светильника К1П-0,3-0,35-1-0,12х0,6 510х420х280 мм белый  1/6",1,542.07000000000005,602.29999999999995,"шт",2.8330000000000002,1.1018999999999999E-2]
[null,"К1П-035-05-2-012х06-Б",4260529296841,"Кронштейн приставной для консольного светильника К1П-0,35-0,5-2-0,12х0,6-Б 540х470х280 мм белый  1/4",1,809.06,898.95,"шт",3.85,2.9322999999999998E-2]
[null,"К1Н-0-035-Б",4260529296803,"Кронштейн универсальный для консольного светильника К1Н-0-0,35-Б 350х150х55 мм белый  1/12",1,235.98,262.2,"шт",1.133,1.387E-3]

{"sheet":"Светильники","index":2,"n_rows":154,"n_cols":10,"rows_kept":154,"cut":false,"hidden":false,"merged":[[0,8,0,9],[2,0,4,0],[2,1,4,1],[2,2,4,2],[2,3,4,3],[2,4,4,4],[2,5,4,5],[2,6,4,6],[2,7,4,7],[2,8,4,8],[2,9,4,9]]}
[]
["Номенклатура"]
["Фото","Ссылка на сайт","Штрихкод / Артикул","Наименование","Гарантия, г.","МРОЦ, руб","Базовая цена, руб.","Ед. изм.","Вес, кг","Объем, м3"]
[]
[]
[null,null,null,null,null,null,"Укажите свою скидку %"]
["LED PANEL"]
["Драйвер"]
["WOLTA"]
[null,"Драйвер LD-40",4260529296780,"Драйвер для тонк пан LD-40 ДЛЯ LED ТОНКИХ ПАНЕЛЕЙ LPD/LPC (только в комплекте с панелями серии LPC-LPD-03 и 02-10)  1/10",null,352.07,391.19,"шт",6.5000000000000002E-2,2.5000000000000001E-4]
["Slim_02 БЕЛАЯ РАМКА"]
["WOLTA"]
[null,"LPD40W60-02-10",4260529295509,"Светодиодная панель белая LPD40W60-02-10 40 Вт 4000 K 3200 лм 595*595*9 мм (без драйвера)  1/10",2,653.84,726.49,"шт",1.69,5.8999999999999999E-3]
[null,"LPC40W60-02-10",4260529295523,"Светодиодная панель белая LPC40W60-02-10 40 Вт 6500 K 3200 лм 595*595*9 мм (без драйвера)  1/10",2,653.84,726.49,"шт",1.69,5.8999999999999999E-3]
["Slim"]
["WOLTA"]
[null,"LPD40W60",4260375487790,"Светодиодная панель LPD40W60 40 Вт 4000К 3200 Лм 595*595*9 мм  1/5",2,1005.91,1117.68,"шт",2.27,1.6781000000000001E-2]
[null,"LPC40W60",4260375487776,"Светодиодная панель LPC40W60 40 Вт 6500K 3200 Лм 595*595*9 мм  1/5",2,1005.91,1117.68,"шт",2.27,1.6781000000000001E-2]
["Universal 04"]
["WOLTA"]
[null,"ULPD36W60-04",4260529292539,"Панель светодиодная универсальная WOLTA ULPD36W60-04 (дневной свет) 4000K 36 Вт 3000 Лм 595*595*19 мм  1/4",2,540,600,"шт",1.21,7.5649999999999997E-3]
[null,"ULPC36W60-04",4260529292553,"Панель светодиодная универсальная WOLTA ULPC36W60-04 (холодный свет) 6500K 36 Вт 3000 Лм 595*595*19 мм  1/4",2,540,600,"шт",1.2350000000000001,7.5649999999999997E-3]
[null,"ULPD72W-04",4260529294489,"Панель светодиодная универсальная WOLTA ULPD72W-04 (дневной свет) 4500K 72 Вт 5760 Лм 595*595*19 мм  1/4",2,1125,1250,"шт",1.625,8.6490000000000004E-3]
[null,"ULPC72W-04",4260529294502,"Панель светодиодная универсальная WOLTA ULPC72W-04 (холодный свет) 6500K 72 Вт 5760 Лм 595*595*19 мм  1/4",2,1125,1250,"шт",1.625,8.6490000000000004E-3]
["WLR"]
["WOLTA"]
[null,"WLRD01",4260529292614,"Светодиодная панель WOLTA WLRD01 36 Вт 4000K 2800 Лм 1195*180*19 мм 1/4",2,723.09,803.43,"шт",1.113,5.4999999999999997E-3]
[null,"WLRC01",4260529292638,"Светодиодная панель WOLTA WLRC01 36 Вт 6500K 2800 Лм 1195*180*19 мм 1/4",2,723.09,803.43,"шт",1.113,5.4999999999999997E-3]
["DLUS"]
["WOLTA"]
[null,"DLUS-12W-4K",4260529292805,"Светильник WOLTA LED DLUS ультратонкий встраиваемый 12W 4000K 900LM 170X13 MM  1/30",1,182.14,202.38,"шт",0.30299999999999999,1.2179999999999999E-3]
[null,"DLUS-12W-6K",4260529292829,"Светильник LED DLUS ультратонкий встраиваемый 12W 6000K 900LM 170X13 MM  1/30",1,182.14,202.38,"шт",0.30299999999999999,1.2179999999999999E-3]
[null,"DLUS-18W-4K",4260529292843,"Светильник WOLTA LED DLUS ультратонкий встраиваемый 18W 4000K 1350LM 225X13 MM  1/20",1,260.87,289.85000000000002,"шт",0.495,1.833E-3]
[null,"DLUS-18W-6K",4260529292867,"Светильник LED DLUS ультратонкий встраиваемый 18W 6000K 1350LM 225X13MM  1/20",1,260.87,289.85000000000002,"шт",0.495,1.833E-3]
[null,"DLUS-24W-4K",4260529292881,"Светодиодный светильник WOLTA LED DLUS ультратонкий встраиваемый 24W 4000K 1800LM 300X13 MM  1/20",1,489.69,544.1,"шт",0.93500000000000005,3.5279999999999999E-3]
[null,"DLUS-24W-6K",4260529292904,"Светодиодный светильник WOLTA LED DLUS ультратонкий встраиваемый 24W 6000K 1800LM 300X13 MM  1/20",1,489.69,544.1,"шт",0.93500000000000005,3.5279999999999999E-3]
["DBO IP20"]
["DBO"]
["WOLTA"]
[null,"DBO01-10-4K",4260529295226,"Светильник светодиодный DBO01-10-4K круг 10Вт 4000K IP20 800 Лм 155x155x35 мм  1/40",2,289.8,322,"шт",0.17499999999999999,1.3569999999999999E-3]
[null,"DBO01-10-6.5K",4260529295240,"Светильник светодиодный DBO01-10-6.5K круг 10Вт 6500K IP20 800 Лм 155x155x35 мм  1/40",2,289.8,322,"шт",0.17499999999999999,1.3569999999999999E-3]
[null,"DBO01-10-6.5K-PIR",4260529295349,"Светильник светодиодный DBO01-10-6.5K-PIR с регулир инфракрасным датчиком круг 10Вт 6500K IP20 800 Лм 155x155x35 мм  1/40",2,541.79999999999995,602,"шт",0.17499999999999999,1.3569999999999999E-3]
[null,"DBO01-14-4K",4260529295264,"Светильник светодиодный DBO01-14-4K круг 14Вт 4000K IP20 1120 Лм 210x210x46 мм  1/20",2,459.9,511,"шт",0.28000000000000003,2.5100000000000001E-3]
[null,"DBO01-14-6.5K",4260529295288,"Светильник светодиодный DBO01-14-6.5K круг 14Вт 6500K IP20 1120 Лм 210x210x46 мм  1/20",2,459.9,511,"шт",0.28000000000000003,2.5100000000000001E-3]
[null,"DBO01-14-6.5K-PIR",4260529295363,"Светильник светодиодный DBO01-14-6.5K-PIR с регулир инфракрасным датчиком круг 14Вт 6500K IP20 1120 Лм 210x210x46 мм  1/20",2,711.9,791,"шт",0.28000000000000003,2.5100000000000001E-3]
[null,"DBO01-20-4K",4260529295301,"Светильник светодиодный DBO01-20-4K круг 20Вт 4000K IP20 1600 Лм 250x250x51 мм  1/20",2,599.76,666.4,"шт",0.38300000000000001,3.8639999999999998E-3]
[null,"DBO01-20-6.5K",4260529295325,"Светильник светодиодный DBO01-20-6.5K круг 20Вт 6500K IP20 1600 Лм 250x250x51 мм  1/20",2,599.76,666.4,"шт",0.38300000000000001,3.8639999999999998E-3]
[null,"DBO01-20-6.5K-PIR",4260529295387,"Светильник светодиодный DBO01-20-6.5K-PIR с регулир инфракрасным датчиком круг 20Вт 6500K IP20 1600 Лм 250x250x51 мм  1/20",2,851.76,946.4,"шт",0.38300000000000001,4.2209999999999999E-3]
["СВЕТИЛЬНИКИ IP20 под LED лампы"]
["WT8"]
["WOLTA"]
[null,"WT8260-02",4260529294663,"Светильник светодиодный WT8260-02 (лампа в комплект не входит) IP20 632x118x40  1/10",3,228.83,254.25,"шт",0.54500000000000004,3.4940000000000001E-3]
[null,"WT82120-02",4260529294649,"Светильник светодиодный WT82120-02 (лампа в комплект не входит) IP20 1240x118x40  1/10",3,304.79000000000002,338.66,"шт",0.995,6.5789999999999998E-3]
[null,"WT82150-02",4260529294687,"Светильник светодиодный WT82150-02 (лампа в комплект не входит) IP20 1540х118х40  1/10",3,405,450,"шт",1.38,8.0739999999999996E-3]
["Т5 светильники"]
["LT5"]
["Lumin'arte"]
[null,"LT5W20S120",4260375487059,"Светильник светодиодный LT5W20S120 20 Вт 4000К IP20 1400 Лм 35x23x1178 мм  1/30",2,356.97,396.63,"шт",0.34300000000000003,1.6999999999999999E-3]
["WT5"]
["WOLTA"]
[null,"WT5S6W30",4260529295639,"Светильник светодиодный WT5S6W30 6 Вт 4000К IP20 420 Лм 32x23x305 мм  1/30",2,209.6,232.89,"шт",0.14699999999999999,5.3300000000000005E-4]
[null,"WT5W6W30",4260529290474,"Светильник светодиодный WT5W6W30 6 Вт 6500К IP20 420 Лм 32x23x305 мм  1/25",2,209.6,232.89,"шт",0.14699999999999999,5.3300000000000005E-4]
[null,"WT5S10W60",4260529292447,"Светильник светодиодный WT5S10W60 10 Вт 4000К IP20 700 Лм 32x23x570 мм  1/30",2,251.71,279.68,"шт",0.187,8.3299999999999997E-4]
[null,"WT5W10W60",4260529290498,"Светильник светодиодный WT5W10W60 10 Вт 6500К IP20 700 Лм 32x23x570 мм  1/30",2,251.71,279.68,"шт",0.187,8.3299999999999997E-4]
[null,"WT5S16W90",4260529295592,"Светильник светодиодный WT5S16W90 16 Вт 4000К IP20 1120 Лм 23x32x870 мм  1/30",2,302.05,335.61,"шт",0.23499999999999999,1.1999999999999999E-3]
[null,"WT5W16W90",4260529290511,"Светильник светодиодный WT5W16W90 16 Вт 6500К IP20 1120 Лм 23x32x870 мм  1/30",2,302.05,335.61,"шт",0.23499999999999999,1.1999999999999999E-3]
[null,"WT5S20W120",4260529295615,"Светильник светодиодный WT5S20W120 20 Вт 4000К IP20 1400 Лм 32x23x1178 мм  1/30",2,356.97,396.63,"шт",0.28299999999999997,1.5330000000000001E-3]
[null,"WT5W20W120",4260529290535,"Светильник светодиодный WT5W20W120 20 Вт 6500К IP20 1400 Лм 32x23x1178 мм  1/25",2,356.97,396.63,"шт",0.28299999999999997,1.5330000000000001E-3]
["СПО светильники"]
["СПО светильники 02"]
["Lumin'arte"]
[null,"LLFS18W02",4260375484218,"Светодиодный светильник LLFS18W02 18 Вт 4000K IP40 1260 Лм 22x60x590  1/20",2,244.39,271.54000000000002,"шт",0.182,9.3599999999999998E-4]
[null,"LLFW18W02",4260375484171,"Светодиодный светильник LLFW18W02 18 Вт 6500K IP40 1260 Лм 22x60x590  1/20",2,244.39,271.54000000000002,"шт",0.189,9.3599999999999998E-4]
[null,"LLFS36W02",4260375484232,"Светодиодный светильник LLFS36W02 36 Вт 4000К IP40 2520 Лм 22x60x1190  1/20",2,390.83,434.26,"шт",0.32500000000000001,1.872E-3]
[null,"LLFW36W02",4260375484195,"Светодиодный светильник LLFW36W02 36 Вт 6500К IP40 2520 Лм 22x60x1190  1/20",2,390.83,434.26,"шт",0.317,1.872E-3]
["СПО светильники 03"]
["WOLTA"]
[null,"WLFS18W03",4260529294564,"Светодиодный светильник WLFS18W03 18 Вт 4000K IP40 1260 Лм 22x60x590  1/20",2,244.39,271.54000000000002,"шт",0.186,9.3599999999999998E-4]
[null,"WLFW18W03",4260529294601,"Светодиодный светильник WLFW18W03 18 Вт 6500K IP40 1260 Лм 22x60x590  1/20",2,244.39,271.54000000000002,"шт",0.18,9.3599999999999998E-4]
[null,"WLFS36W03",4260529294588,"Светодиодный светильник WLFS36W03 36 Вт 4000К IP40 2520 Лм 22x60x1190  1/20",2,390.83,434.26,"шт",0.33300000000000002,1.872E-3]
[null,"WLFW36W03",4260529294625,"Светодиодный светильник WLFW36W03 36 Вт 6500К IP40 2520 Лм 22x60x1190  1/20",2,390.83,434.26,"шт",0.32100000000000001,1.872E-3]
["ДПО"]
["ДПО Матовый"]
["Lumin'arte"]
[null,"ДПО15-18-001-4К",4260529295752,"Светодиодный светильник LUMINARTE ДПО15-18-001-4К 18Вт 4000К 1500лм IP40 632х118х40 мм матовый  1/10",2,450,500,"шт",0.53,3.5360000000000001E-3]
[null,"ДПО15-18-001-5К",4260652190696,"Светодиодный светильник LUMINARTE ДПО15-18-001-5К 18Вт 5000К 1500 лм IP40 632х118х40 мм матовый 1/10",2,450,500,"шт",0.53,3.5360000000000001E-3]
[null,"ДПО15-18-001-6.5К",4260529295776,"Светодиодный светильник LUMINARTE ДПО15-18-001-6.5К 18Вт 6500К 1500 лм IP40 632х118х40 мм матовый 1/10",2,450,500,"шт",0.52500000000000002,3.4350000000000001E-3]
[null,"ДПО15-36-001-4К",4260529295790,"Светодиодный светильник LUMINARTE ДПО15-36-001-4К 36 Вт 4000K IP40 3000 лм 1210х118х40 мм матовый 1/10",2,641.57000000000005,712.85,"шт",1.125,6.4939999999999998E-3]
[null,"ДПО15-36-001-5К",4260652190719,"Светодиодный светильник LUMINARTE ДПО15-36-001-5К 36 Вт 5000K IP40 3000 лм 1210х118х40 мм матовый 1/10",2,641.57000000000005,712.85,"шт",1.125,6.4939999999999998E-3]
[null,"ДПО15-36-001-6.5К",4260529295813,"Светодиодный светильник LUMINARTE ДПО15-36-001-6.5К 36 Вт 6500K IP40 3000 лм 1210х118х40 мм матовый 1/10",2,641.57000000000005,712.85,"шт",1.1499999999999999,6.4939999999999998E-3]
["ДПО Прозрачный"]
["Lumin'arte"]
[null,"ДПО15-18-002-4К",4260652190733,"Светодиодный светильник LUMINARTE ДПО15-18-001-4К 18Вт  1800лм IP40 632х118х40 мм прозрачный 1/10",2,450,500,"шт",0.53,3.5360000000000001E-3]
[null,"ДПО15-18-002-5К",4260652190757,"Светодиодный светильник LUMINARTE ДПО15-18-001-5К 18Вт 1800 лм IP40 632х118х40 мм  прозрачный 1/10",2,450,500,"шт",0.53,3.5360000000000001E-3]
[null,"ДПО15-18-002-6.5К",4260652190771,"Светодиодный светильник LUMINARTE ДПО15-18-002-6.5К 18Вт 1500 лм IP40 632х118х40 мм прозрачный 1/10",2,450,500,"шт",0.52500000000000002,3.4350000000000001E-3]
[null,"ДПО15-36-002-4К",4260529295790,"Светодиодный светильник LUMINARTE ДПО15-36-001-4К 36 Вт 4000K IP40 3600 лм 1210х118х40 мм прозрачный 1/10",2,641.57000000000005,712.85,"шт",1.125,6.4939999999999998E-3]
[null,"ДПО15-36-002-5К",4260652190818,"Светодиодный светильник LUMINARTE ДПО15-36-001-5К 36 Вт 5000K IP40 3600 лм 1210х118х40 мм прозрачный 1/10",2,641.57000000000005,712.85,"шт",1.125,6.4939999999999998E-3]
[null,"ДПО15-36-002-6.5К",4260652190832,"Светодиодный светильник LUMINARTE ДПО15-36-001-6.5К 36 Вт 6500K IP40 3600 лм 1210х118х40 мм прозрачный 1/10",2,641.57000000000005,712.85,"шт",1.1499999999999999,6.4939999999999998E-3]
["Т4 светильники"]
["WT4"]
["WOLTA"]
[null,"WT4S6W",4260529294304,"Светильник светодиодный WT4S6W 6 Вт 4000К IP65 490 Лм 300x17x14 мм  1/130",2,135,150,"шт",3.4000000000000002E-2,1.74E-4]
[null,"WT4W6W",4260529294281,"Светильник светодиодный WT4W6W 6 Вт 6500К IP65 490 Лм 300x14x17 мм  1/130",2,135,150,"шт",3.4000000000000002E-2,1.74E-4]
[null,"WT4S9W",4260529294342,"Светильник светодиодный WT4S9W 9 Вт 4000К IP65 730 Лм 600x14x17 мм  1/128",2,153,170,"шт",6.9000000000000006E-2,3.3100000000000002E-4]
[null,"WT4W9W",4260529294328,"Светильник светодиодный WT4W9W 9 Вт 6500К IP65 730 Лм 600x14x17 мм  1/128",2,153,170,"шт",0.05,3.3100000000000002E-4]
[null,"WT4S12W",4260529294380,"Светильник светодиодный WT4S12W 12 Вт 4000К IP65 975 Лм 900x17x14 мм  1/128",2,198,220,"шт",6.9000000000000006E-2,4.8500000000000003E-4]
[null,"WT4W12W",4260529294366,"Светильник светодиодный WT4W12W 12 Вт 6500К IP65 975 Лм 900x14x17 мм  1/128",2,198,220,"шт",6.9000000000000006E-2,4.8500000000000003E-4]
["IP65"]
["WP"]
["Lumin'arte"]
[null,"WPL20С60",4260375487356,"Светильник светодиодный влаг/защ эконом WPL20С60 20 Вт 6500 К IP65 1700 Лм 600x66x76  1/12",2,592.20000000000005,658,"шт",0.81299999999999994,4.9249999999999997E-3]
["WPL"]
["WOLTA"]
[null,"WPL18-6.5K60-01",4260529295448,"Светильник светодиодный влаг/защ эконом WPL18-6.5K60-01 18 Вт 6500 К IP65 1800 лм 603x61x36 мм  1/20",2,501.3,557,"шт",0.33,2.0939999999999999E-3]
[null,"WPL36-6.5K120-01",4260529295462,"Светильник светодиодный влаг/защ эконом WPL36-6.5K120-01 36 Вт 6500 К IP65 3600 лм 1203x61x36 мм  1/20",2,715.5,795,"шт",0.44800000000000001,3.9420000000000002E-3]
[null,"WPL48-6.5K150-01",4260529295486,"Светильник светодиодный влаг/защ эконом WPL48-6.5K150-01 48 Вт 6500 К IP65 4800 лм 1503x61x36 мм  1/20",2,1017,1130,"шт",0.55400000000000005,4.8659999999999997E-3]
["LWP"]
["WOLTA"]
[null,"LWP18C-01",4260529294526,"Светильник светодиодный LWP18C-01 18 Вт 6500К IP65 1440 Лм 600x66x76  1/12",2,517.5,575,"шт",0.71699999999999997,4.7569999999999999E-3]
[null,"LWP36C-01",4260529294540,"Светильник светодиодный LWP36C-01 36 Вт 6500К IP65 2880 Лм 1200x66x76  1/12",2,979.37,1088.19,"шт",1.079,9.0039999999999999E-3]
[null,"LWP36D-02",4260529293345,"Светильник светодиодный прозрачный рассеиватель LWP36D-02 36 Вт 4000К IP65 2880 Лм 1200x66x76  1/12",2,979.37,1088.19,"шт",1.083,9.0039999999999999E-3]
[null,"LWP36C-02",4260529293307,"Светильник светодиодный прозрачный рассеиватель LWP36C-02 36 Вт 6500К IP65 2880 Лм 1200x66x76  1/12",2,979.37,1088.19,"шт",1.079,9.0039999999999999E-3]
["LWP_SW"]
["WOLTA"]
[null,"LWPS18W01",4260375487073,"Светодиодный светильник LWPS18W01 18 Вт IP65 4000K 1260 Лм 45x50x570  1/20",2,379.85,422.06,"шт",0.28199999999999997,1.6149999999999999E-3]
[null,"LWPW18W01",4260375487110,"Светодиодный светильник LWPW18W01 18 Вт IP65 6500K 1260 Лм 45x50x570  1/20",2,379.85,422.06,"шт",0.28199999999999997,1.6149999999999999E-3]
[null,"LWPS36W01",4260375487097,"Светодиодный светильник LWPS36W01 36 Вт IP65 4000K 2520 Лм 45x50x1170  1/20",2,613.25,681.39,"шт",0.48699999999999999,3.2720000000000002E-3]
[null,"LWPW36W01",4260375487134,"Светодиодный светильник LWPW36W01 36 Вт IP65 6500K  2520 Лм 45x50x1170  1/20",2,613.25,681.39,"шт",0.48699999999999999,3.2720000000000002E-3]
["СВЕТИЛЬНИКИ_IP65 под LED лампы"]
["WOLTA"]
[null,"WT8-01",4260529293369,"Светильник светодиодный WT8-01 (лампы в комплект не входит) 1266 мм IP65  1266x96x58  1/12",2,549.17999999999995,610.20000000000005,"шт",0.98499999999999999,8.6669999999999994E-3]
["ДПП01"]
["WOLTA"]
[null,"ДПП01-7-001-4К",4260529296766,"Светодиодный светильник ДПП01-7-001-4К 7 Вт круг 4000K IP65 520 Лм 154x48 мм  1/32",2,213.26,236.96,"шт",0.14799999999999999,1.2600000000000001E-3]
[null,"ДПП01-7-021-4К-ОА",4260529296728,"Светодиодный светильник с оптико-акуст датчиком ДПП01-7-021-4К-ОА 7 Вт круг 4000K IP65 520 Лм 154x48 мм  1/32",2,352.4,391.55,"шт",0.14799999999999999,1.2600000000000001E-3]
[null,"ДПП01-12-021-4К-ОА",4260529296704,"Светодиодный светильник c оптико-акуст датчиком ДПП01-12-021-4К-ОА 12 Вт круг 4000K IP65 900 Лм 190x48 мм  1/32",2,434.7,483,"шт",0.17499999999999999,1.9239999999999999E-3]
[null,"ДПП01-12-001-4К",4260529296612,"Светодиодный светильник ДПП01-12-001-4К 12Вт круг 4000K IP65 900 лм 190х48 мм 1/32",2,256.5,285,"шт",0.17499999999999999,1.9239999999999999E-3]
[null,"ДПП01-12-001-6К",4260529296636,"Светодиодный светильник ДПП01-12-001-6К 12Вт круг 6500K IP65 900 Лм 190x48 мм  1/32",2,256.5,285,"шт",0.17499999999999999,1.9239999999999999E-3]
["LCL7-02"]
["WOLTA"]
[null,"LCL7-RC-02",4260529294809,"Светодиодный светильник LCL7-RC-02 7 Вт круг 4000K IP65 520 Лм 154x48 мм  1/32",2,213.26,236.96,"шт",0.14799999999999999,1.2600000000000001E-3]
[null,"LCL7-RC-02C",4260529294847,"Светодиодный светильник LCL7-RC-02C 7 Вт круг 6500K IP65 520 Лм 154x48 мм  1/32",2,213.26,236.96,"шт",0.14799999999999999,1.2600000000000001E-3]
[null,"LCL7-RCoa-02",4260529294823,"Светодиодный светильник с оптико-акуст датчиком LCL7-RCoa-02 7 Вт круг 4000K IP65 520 Лм 154x48 мм  1/32",2,352.4,391.55,"шт",0.14799999999999999,1.2600000000000001E-3]
["LCL-02"]
["WOLTA"]
[null,"LCL12-RC-02",4260529294700,"Светодиодный светильник LCL12-RC-02 12Вт круг 4000K IP65 900 Лм 158x62 мм  1/40",2,220.5,245,"шт",0.20799999999999999,1.9239999999999999E-3]
[null,"LCL12-RC-02C",4260529294861,"Светодиодный светильник LCL12-RC-02C 12Вт круг 6500K IP65 900 Лм 158x62 мм  1/40",2,256.5,285,"шт",0.19600000000000001,1.505E-3]
[null,"LCL12-RCoa-02",4260529294786,"Светодиодный светильник с оптико-акуст датчиком LCL12-RCoa-02 12 Вт круг 4000K IP65 900 Лм 190x48 мм  1/32",2,434.77,483.08,"шт",0.219,1.9250000000000001E-3]
[null,"LCL12-RCs-02",4260529294748,"Светильник светодиодный c микров датчиком движения LCL12-RCs-02 12 Вт круг 4000K IP65 960 Лм 135x52 мм  1/40",2,504,560,"шт",0.158,1.0169999999999999E-3]
[null,"LCL12-RCs-02C",4260529294946,"Светильник светодиодный c микров датчиком движения LCL12-RCs-02C 12 Вт круг 6500K IP65 960 Лм 135x52 мм  1/40",2,639,710,"шт",0.158,1.0169999999999999E-3]
[null,"LCL18-RC-02",4260529294724,"Светодиодный светильник LCL18-RC-02 18 Вт круг 4000K IP65 1440 Лм 174x52 мм  1/40",2,387,430,"шт",0.23599999999999999,1.9980000000000002E-3]
[null,"LCL18-RC-02C",4260529294922,"Светодиодный светильник LCL18-RC-02C 18 Вт круг 6500K IP65 1440 Лм 174x52 мм  1/40",2,387,430,"шт",0.23599999999999999,1.9980000000000002E-3]
[null,"LCL18-RCs-02",4260529294762,"Светодиодный светильник с микров датчиком движения LCL18-RCs-02 18Вт круг 4000K IP65 1440 Лм 170x52 мм  1/40",2,571.5,635,"шт",0.21299999999999999,1.5839999999999999E-3]
[null,"LCL18-RCs-02C",4260529294960,"Светодиодный светильник с микров датчиком движения LCL18-RCs-02 18Вт круг 6500K IP65 1440 Лм 170x52 мм  1/40",2,571.5,635,"шт",0.21299999999999999,1.5839999999999999E-3]

{"sheet":"Декор светильники","index":3,"n_rows":113,"n_cols":11,"rows_kept":113,"cut":false,"hidden":false,"merged":[[0,9,0,10],[2,0,4,0],[2,1,4,1],[2,2,4,2],[2,3,4,3],[2,4,4,4],[2,5,4,5],[2,6,4,6],[2,7,4,7],[2,8,4,8],[2,9,4,9],[2,10,4,10]]}
[]
["Номенклатура"]
["Фото","Ссылка на сайт","Штрихкод / Артикул","Наименование","Гарантия, г.","МРОЦ, руб","РРЦ, руб Интернет цена","Базовая цена, руб.","Ед. изм.","Вес, кг","Объем, м3"]
[]
[]
[null,null,null,null,null,null,null,"Укажите свою скидку %"]
[]
["ALMAZ&CAVE 18W"]
["Lumin'arte"]
[null,"CLL0418W-ALMAZ",4260375488469,"Светильник LED ALMAZ 18W (100-700-1300LM) 4000K плафон с хром кантом и хрусталем регулировка выключателем 73x320MM IP20  1/5",2,1583.47,2287.23,1759.41,"шт",1.1000000000000001,1.3192000000000001E-2]
[null,"CLL0618W-CAVE",4260375488506,"Светильник LED Cave 18W 1080 LM 4000K плафон c белым кантом 75x345MM IP20  1/10",2,792.05,1144.08,880.06,"шт",0.85,1.1802E-2]
["ANDROMEDA"]
["Lumin'arte"]
[null,"CLL2580WRGB-ANDROMEDA",4260529292928,"Светильник LED ANDROMEDA RGB-X управляемый 80W димм. 3000-6500K max 7500LM пульт ДУ  145x760 MM IP20  1/1",2,5607,8099,6230,"шт",5.25,0.107588]
["APPOLO&LUNO"]
["Lumin'arte"]
[null,"CLL1860W-APPOLO",4260529292157,"Светильник LED APPOLO управляемый 60W димм. 3000-6500K max 5400LM пульт ДУ эффект \"звездного неба\",ободок \"алмазные грани\"  90x500MM IP20  1/5",2,4369.6400000000003,6311.71,4855.16,"шт",2.34,2.9405000000000001E-2]
[null,"CLL1860WRGB-APPOLO",4260529292171,"Светильник LED APPOLO RGB управляемый 60W+ 8WRGB димм. 3000-6500K max 5100LM пульт ДУ эффект \"звездного неба\" RGB по канту 90x500MM IP20  1/5",2,5268.94,7610.69,5854.38,"шт",2.52,2.9405000000000001E-2]
[null,"CLL1960WRGB-LUNO",4260529292195,"Светильник LED LUNO RGB управляемый 60W + 8W RGB димм. 3000-6500K max 4900LM пульт ДУ эффект \"звездного неба\" RGB по канту эффект \"колотого льда\" 74x500MM IP20  1/5",2,5512.28,7962.19,6124.76,"шт",2.44,2.5541999999999999E-2]
["FENIX"]
["Lumin'arte"]
[null,"CLL0924W-FENIX",4260529290795,"Светильник LED FENIX 24W 1680LM 4000K плафон c эффектом \"алмазных граней\" 105x400MM IP20  1/10",2,1053,1521,1170,"шт",1.508,2.3154000000000001E-2]
[null,"CLL0960W-FENIX",4260529290634,"Светильник LED FENIX управляемый 60W димм. 3000-6500K max 6000LM пульт ДУ плафон c эффектом \"алмазных граней\"  105x510MM IP20  1/5",2,3195,4615,3550,"шт",3.09,4.8607999999999998E-2]
["ICELED"]
["Lumin'arte"]
[null,"CLL1024W-ICELED",4260529290832,"Светильник LED ICELED 24W 1680LM 6000K плафон c эффектом \"колотого льда\" 105x400 MM IP20  1/10",2,1499.27,2165.61,1665.85,"шт",1.4450000000000001,1.7718999999999999E-2]
[null,"CLL1048W-ICELED",4260529290856,"Светильник LED ICELED 48W 3300LM 6000K плафон c эффектом \"колотого льда\" 105x510MM IP20  1/5",2,1827,2639,2030,"шт",2.46,3.6322E-2]
[null,"CLL1060W-ICELED",4260529290658,"Светильник LED ICELED управляемый 60W димм. 3000-6500K max 6100LM пульт ДУ плафон c эффектом \"колотого льда\" 105x510MM IP20  1/5",2,3402,4914,3780,"шт",3.1720000000000002,4.0453999999999997E-2]
["METEOR"]
["Lumin'arte"]
[null,"CLL2260WRGB-METEOR",4260529292270,"Светильник LED METEOR управляемый 60W RGB  димм.  3000-6500K max 5600LM пульт ДУ эффект \"звездного неба\" плафон форма камня 105x510x535 IP20  1/4",2,4407.7,6366.67,4897.4399999999996,"шт",2.4,3.9107000000000003E-2]
[null,"CLL22100WRGB-METEOR",4260529292317,"Светильник LED METEOR управляемый 100W RGB  димм.  3000-6500K max 9300LM пульт ДУ эффект \"звездного неба\" плафон форма камня 120x850x800 IP20  1/1",2,9369.36,13533.52,10410.4,"шт",5.7,0.110739]
[null,"CLL22100WRGB-METEOR-X",4260529292317,"Светильник LED METEOR-X управляемый 100W RGB-X  димм.  3000-6500K max 9300LM пульт ДУ эффект \"звездного неба\" плафон форма камня 120x850x800 IP20  1/1",2,10873.76,15706.55,12081.96,"шт",5.72,0.108416]
["POLARIS"]
["Lumin'arte"]
[null,"CLL0325W-POLARIS",4260375488445,"Светильник LED POLARIS управляемый 25W димм. 3000-6500K max 3000 LM пульт ДУ эффект \"звездного неба\"  97x350MM IP20  1/5",2,2000.71,2889.91,2223.0100000000002,"шт",1.18,1.8697999999999999E-2]
[null,"CLL2148W-POLARIS",4260529295714,"Светильник LED POLARIS управляемый 48W димм. 3000-6500K max 3840 LM пульт ДУ эффект \"звездного неба\" 80x380MM IP20  1/3",2,1909.09,2757.57,2121.21,"шт",1.4,1.9793000000000002E-2]
[null,"CLL2172W-POLARIS",4260529295738,"Светильник LED POLARIS управляемый 72W димм. 3000-6500K max 5760 LM пульт ДУ эффект \"звездного неба\"  85x480MM IP20  1/3",2,2864.3,4137.32,3182.55,"шт",2.1669999999999998,3.1033999999999999E-2]
[null,"CLL21100WRGB-POLARIS",4260529292331,"Светильник LED POLARIS RGB управляемый 100W димм. 3000-6500K max 9300 LM пульт ДУ эффект \"звездного неба\"  127x760MM IP20  1/1",2,9585.2800000000007,13845.4,10650.31,"шт",5.8,9.5255999999999993E-2]
["SAPHIR"]
["Lumin'arte"]
[null,"CLL0518W-SAPHIR",4260375488483,"Светильник LED SAPHIR 18W 1080 LM 4000K плафон с ободком \"алмазных граней\"  75x345MM IP20  1/10",2,869.54,1256,966.15,"шт",1.07,1.5126000000000001E-2]
[null,"CLL0560W-SAPHIR",4260529290597,"Светильник LED SAPHIR управляемый 60W димм. 3000-6500K max 5900LM пульт ДУ  плафон с ободком \"алмазных граней\"  85x490MM IP20  1/5",2,4090,5907.77,4544.4399999999996,"шт",2.8679999999999999,4.5471999999999999E-2]
["STARWOOD"]
["Lumin'arte"]
[null,"CLL2040W-STARWOOD-WH",4260529292591,"Светильник LED STARWOOD управляемый 40W димм. 3000-6500K max 4000LM пульт ДУ матовый белый плафон, основание декорировано вставкой под дерево  90x416MM IP20  1/5",2,3587.34,5181.71,3985.93,"шт",1.7,2.2089999999999999E-2]
[null,"CLL2060W-STARWOOD",4260529292218,"Светильник LED STARWOOD управляемый 60W димм. 3000-6500K max 6100LM пульт ДУ эффект \"звездного неба\", основание декорировано вставкой под дерево 92x530MM IP20  1/5",2,3105,4485,3450,"шт",2.44,3.3723999999999997E-2]
[null,"CLL2060W-STARWOOD-WH",4260529292577,"Светильник LED STARWOOD управляемый 60W димм. 3000-6500K max 6200LM пульт ДУ матовый белый плафон, основание декорировано вставкой под дерево  92x530MM IP20  1/5",2,4103.24,5926.9,4559.1499999999996,"шт",2.4,3.3723999999999997E-2]
[null,"CLL20100W-STARWOOD-WH",4260529292652,"Светильник LED STARWOOD управляемый 100W димм. 3000-6500K max 9400LM пульт ДУ матовый белый плафон, основание декорировано вставкой под дерево 100x780MM IP20  1/1",2,10614.01,15331.34,11793.34,"шт",5.6,0.101494]
["SUPERNOVA BASE + RGB"]
["Lumin'arte"]
[null,"CLL0230W-Supernova",4260375488421,"Светильник LED Supernova управляемый 30W димм. 3000-6000K max 3400LM пульт ДУ эффект \"звездного неба\"  65x420MM IP20  1/5",2,2748.65,3970.27,3054.05,"шт",1.56,2.281E-2]
[null,"CLL0260W-Supernova",4260375489268,"Светильник LED Supernova управляемый 60W димм. 3000-6500K max 5100LM пульт ДУ эффект \"звездного неба\"  100x510MM IP20  1/4",2,3203.55,4627.3500000000004,3559.5,"шт",2.883,4.5440000000000001E-2]
[null,"CLL0260WRGB-Supernova",4260375489251,"Светильник LED Supernova RGB управляемый 60W димм. 3000-6500K max 5100LM пульт ДУ эффект \"звездного неба\"  100x510MM IP20  1/4",2,4027.32,5817.24,4474.8,"шт",2.2999999999999998,3.7004000000000002E-2]
[null,"CLL02100W-Supernova",4260375489411,"Светильник LED Supernova управляемый 100W димм. 3000-6500K max 8500LM пульт ДУ эффект \"звездного неба\"  141x800 MM IP20  1/1",2,7780.05,11237.85,8644.5,"шт",7.75,0.122638]
[null,"CLL02100WRGB-Supernova",4260529292294,"Светильник LED Supernova RGB управляемый 100W димм. 3000-6500K max 8500LM пульт ДУ эффект \"звездного неба\"  130x750MM IP20  1/1",2,6048,8736,6720,"шт",5.8,9.8410999999999998E-2]
["SUPERSERIA1"]
["Lumin'arte"]
[null,"CLL1660W-ASTEROID",4260529291112,"Светильник LED ASTEROID  управляемый 60W  димм.  3000-6500K max 5200LM пульт ДУ эффект \"звездного неба\" 115x600MM IP20  1/2",2,4133.16,5970.12,4592.3999999999996,"шт",3.1,5.9700999999999997E-2]
[null,"CLL1360W-CALLISTO",4260529291051,"Светильник LED CALLISTO управляемый 60W  димм.  3000-6500K max 5200LM пульт ДУ эффект \"звездного неба\", декорирован хромированным ободком 120x600MM IP20  1/2",2,3474,5018,3860,"шт",3.1,5.9430999999999998E-2]
[null,"CLL1160W-ICEBERG",4260529291013,"Светильник LED ICEBERG управляемый 60W димм. 3000-6500K max 5900LM пульт ДУ эффект \"звездного неба\" плафон с гранями, декорирован хромированным ободком 110x520MM IP20  1/4",2,4111.91,5939.43,4568.79,"шт",2.4249999999999998,4.3513000000000003E-2]
[null,"CLL1760W-IRBIS",4260529291136,"Светильник LED IRBIS  управляемый 60W  димм. 3000-6500K max 5200LM пульт ДУ эффект \"звездного неба\" и \"морозным узором\" 100x550MM IP20  1/4",2,2898,4186,3220,"шт",2.5,4.1984E-2]
[null,"CLL2460W-MERCURY",4260529292232,"Светильник LED MERCURY управляемый 60W димм. 3000-6500K max 6100LM пульт ДУ эффект \"звездного неба\" 90x510MM IP20  1/5",2,2538,3666,2820,"шт",1.96,2.9405000000000001E-2]
[null,"CLL1460W-STARLUX",4260529291075,"Светильник LED STARLUX управляемый 60W  димм.  3000-6500K max 6000LM пульт ДУ эффект \"звездного неба\"  и алмазными гранями по ободку 90x500MM IP20  1/5",2,2956.5,4270.5,3285,"шт",2.706,3.3640000000000003E-2]
["VENUS"]
["Lumin'arte"]
[null,"CLL2340W-VENUS",4260529292089,"Светильник LED VENUS управляемый 40W димм. 3000-6500K max 4000LM пульт ДУ эффект \"звездного неба\"  и \"колотого льда\"  декорирован хромированным ободком 95x500MM IP20  1/5",2,4499.33,6499.03,4999.25,"шт",2.44,3.2376000000000002E-2]
[null,"CLL2360W-VENUS",4260529292102,"Светильник LED VENUS управляемый 60W димм. 3000-6500K max 5200LM пульт ДУ эффект \"звездного неба\"  и \"колотого льда\"  декорирован хромированным ободком  95x570MM IP20  1/4",2,5549.45,8015.87,6166.05,"шт",2.85,4.1605000000000003E-2]
["WAVE"]
["Lumin'arte"]
[null,"CLL0724W-WAVE",4260529290696,"Светильник LED WAVE 24W 1680 LM 4000K эффект \"звездного неба\"  55x380MM IP20  1/10",2,661.5,955.5,735,"шт",1,1.3421000000000001E-2]
[null,"CLL0748W-WAVE",4260529290719,"Светильник LED WAVE 48W 3300 LM 4000K эффект \"звездного неба\"  60x480MM IP20  1/5",2,1584,2288,1760,"шт",1.73,2.2976E-2]
[null,"CLL0760W-WAVE",4260529290573,"Светильник LED WAVE управляемый 60W димм. 3000-6500K max 5800LM пульт ДУ  эффект \"звездного неба\"  60x480MM IP20  1/5",2,4096.1499999999996,5916.66,4551.28,"шт",2.6160000000000001,3.6063999999999999E-2]
["ZEPPELIN"]
["Lumin'arte"]
[null,"CLL0824W-ZEPPELIN",4260529290757,"Светильник LED ZEPPELIN 24W 1680 LM 4000K эффект \"звездного неба\"  60x380MM IP20  1/10",2,720,1040,800,"шт",1.0940000000000001,1.5347E-2]
[null,"CLL0848W-ZEPPELIN",4260529290771,"Светильник LED ZEPPELIN 48W 3300 LM 4000K эффект \"звездного неба\"  70x480MM IP20  1/5",2,1525.5,2203.5,1695,"шт",1.8919999999999999,2.8223999999999999E-2]
[null,"CLL0860W-ZEPPELIN",4260529290610,"Светильник LED ZEPPELIN управляемый 60W димм. 3000-6500K max 5800LM пульт ДУ  эффект \"звездного неба\"  70x480MM IP20  1/5",2,2655,3835,2950,"шт",2.476,3.6063999999999999E-2]
["CLL"]
["C01_ANTIQUE"]
["Lumin'arte"]
[null,"C01LLY12W",4260375484706,"Светильник светодиодный C01LLY12W 2700 К 12 Вт 780 Лм 250x100 мм  1/1",2,405.48,585.69000000000005,450.53,"шт",0.41,7.0559999999999998E-3]
[null,"C01LLW12W",4260375484690,"Светильник светодиодный C01LLW12W 6000 К 12 Вт 780 Лм 250x100 мм  1/20",2,405.48,585.69000000000005,450.53,"шт",0.443,8.8999999999999999E-3]
[null,"C01LLW18W",4260375484713,"Светильник светодиодный C01LLW18W 6000 К 18 Вт 1170 Лм 330x100 мм  1/1",2,518.98,749.63,576.64,"шт",0.59699999999999998,1.1560000000000001E-2]
[null,"C01LLW24W",4260375484737,"Светильник светодиодный C01LLW24W 6000 К 24 Вт 1560 Лм 380x100 мм  1/1",2,633.38,914.89,703.76,"шт",0.76500000000000001,1.6730999999999999E-2]
["C02_FIESTA"]
["Lumin'arte"]
[null,"C02LLW12W",4260375484751,"Светильник светодиодный C02LLW12W 6000 К 12 Вт 780 Лм 250x100 мм  1/1",2,405.48,585.69000000000005,450.53,"шт",0.41,7.0559999999999998E-3]
[null,"C02LLS18W",4260375486793,"Светильник светодиодный C02LLS18W 4000 К 18 Вт 1170 Лм 330x100 мм  1/1",2,518.98,749.63,576.64,"шт",0.58899999999999997,1.1560000000000001E-2]
[null,"C02LLW18W",4260375484775,"Светильник светодиодный C02LLW18W 6000 К 18 Вт 1170 Лм 330x100 мм  1/1",2,518.98,749.63,576.64,"шт",0.58899999999999997,1.1560000000000001E-2]
[null,"C02LLY24W",4630015265260,"Светильник светодиодный C02LLY24W 2700 К 24 Вт 1560 Лм 380x100 мм  1/1",2,633.38,914.89,703.76,"шт",0.76500000000000001,1.6730999999999999E-2]
[null,"C02LLS24W",4260375486809,"Светильник светодиодный C02LLS24W 4000 К 24 Вт 1560 Лм 380x100 мм  1/1",2,633.38,914.89,703.76,"шт",0.76500000000000001,1.6730999999999999E-2]
[null,"C02LLW24W",4260375484799,"Светильник светодиодный C02LLW24W 6000 К 24 Вт 1560 Лм 380x100 мм  1/1",2,633.38,914.89,703.76,"шт",0.76500000000000001,1.6730999999999999E-2]
["C05_SALUTE"]
["Lumin'arte"]
[null,"C05LLW12W",4630015265871,"Светильник светодиодный C05LLW12W 6000 К 12 Вт 780 Лм 250x100 мм  1/20",2,405.48,585.69000000000005,450.53,"шт",0.46,8.8999999999999999E-3]
[null,"C05LLW18W",4630015265888,"Светильник светодиодный C05LLW18W 6000 К 18 Вт 1170 Лм 330x100 мм  1/1",2,518.98,749.63,576.64,"шт",0.58899999999999997,1.1560000000000001E-2]
[null,"C05LLW24W",4630015265895,"Светильник светодиодный C05LLW24W 6000 К 24 Вт 1560 Лм 380x100 мм  1/1",2,633.38,914.89,703.76,"шт",0.76500000000000001,1.6730999999999999E-2]
["C06_STARTREK"]
["Lumin'arte"]
[null,"C06LLW12W",4630015265932,"Светильник светодиодный C06LLW12W 6000 К 12 Вт 780 Лм 250x100 мм  1/20",2,405.48,585.69000000000005,450.53,"шт",0.46500000000000002,8.8999999999999999E-3]
[null,"C06LLW18W",4630015265949,"Светильник светодиодный C06LLW18W 6000 К 18 Вт 1170 Лм 330x100 мм  1/1",2,518.98,749.63,576.64,"шт",0.58899999999999997,1.1560000000000001E-2]
[null,"C06LLW24W",4630015265956,"Светильник светодиодный C06LLW24W 6000 К 24 Вт 1560 Лм 380x100 мм  1/1",2,633.38,914.89,703.76,"шт",0.76500000000000001,1.6730999999999999E-2]
["C10_KVAZAR"]
["Lumin'arte"]
[null,"C10LLS12W",4260529295578,"Светильник светодиодный C10LLS12W 4500 К 12 Вт 780 Лм 250x100 мм  1/1",2,405.48,585.69000000000005,450.53,"кор",0.442,7.0559999999999998E-3]
[null,"C10LLW12W",4260529290016,"Светильник светодиодный C10LLW12W 6000 К 12 Вт 780 Лм 250x100 мм  1/1",2,405.48,585.69000000000005,450.53,"шт",0.41,7.0559999999999998E-3]
[null,"C10LLW18W",4260529290023,"Светильник светодиодный C10LLW18W 6000 К 18 Вт 1170 Лм 330x100 мм  1/1",2,518.98,749.63,576.64,"шт",0.58899999999999997,1.1560000000000001E-2]
[null,"C10LLS24W",4260529295585,"Светильник светодиодный C10LLS24W 4500 К 24 Вт 1560 Лм 380x100 мм  1/1",2,633.38,914.89,703.76,"шт",0.76500000000000001,1.6730999999999999E-2]
["CLL_KIDS"]
["Lumin'arte"]
[null,"C11LLS24W",4260529290368,"Светильник светодиодный C11LLS24W 4000 К 24 Вт 1560 Лм 380x100 мм  1/1",2,633.38,914.89,703.76,"шт",0.76500000000000001,1.6730999999999999E-2]
[null,"C12LLS24W",4260529290375,"Светильник светодиодный C12LLS24W 4000 К 24 Вт 1560 Лм 380x100 мм  1/1",2,633.38,914.89,703.76,"шт",0.76500000000000001,1.6730999999999999E-2]

{"sheet":"Точечные светильники,Люстры","index":4,"n_rows":165,"n_cols":11,"rows_kept":165,"cut":false,"hidden":false,"merged":[[0,9,0,10],[2,0,4,0],[2,1,4,1],[2,2,4,2],[2,3,4,3],[2,4,4,4],[2,5,4,5],[2,6,4,6],[2,7,4,7],[2,8,4,8],[2,9,4,9],[2,10,4,10]]}
[]
["Номенклатура"]
["Фото","Ссылка на сайт","Штрихкод / Артикул","Наименование","Гарантия, г.","МРОЦ, руб","РРЦ, руб Интернет цена","Базовая цена, руб.","Ед. изм.","Вес, кг","Объем, м3"]
[]
[]
[null,null,null,null,null,null,null,"Укажите свою скидку %"]
[]
["Споты"]
["Lumin'arte"]
[null,"SPOT01-CLL5W-BL",4260375488537,"Светильник накладной SPOT01 Тип ламп 5W LED 375 LM 4000K  материал: металл d70*h130  1/20",24,633.15,914.55,703.5,"шт",0.35299999999999998,2.457E-3]
[null,"SPOT02-CLL10W-BL",4260375488551,"Светильник накладной SPOT02 Тип ламп 10 W LED 800LM 4000K материал: металл d70*h190  1/20",24,1102.54,1592.55,1225.04,"шт",0.57799999999999996,1.6069999999999999E-3]
[null,"SPOT02-CLL10W-WH",4260375488575,"Светильник накладной SPOT02 Тип ламп 10 W LED  материал: металл d70*h190  1/20",24,1102.54,1592.55,1225.04,"шт",0.57799999999999996,1.6069999999999999E-3]
[null,"SPOT03-CLL5W-WH",4260529291983,"Светильник накладной Lumin'arte SPOT03 Тип ламп 5W LED 375 LM 4000K поворотный материал: металл d90*h130  1/30",24,690.69,997.66,767.43,"шт",0.34200000000000003,1.807E-3]
[null,"SPOT05-CLL10W-WH",4260529292065,"Светильник накладной SPOT05 Тип ламп 10 W LED 750LM 4000K поворотный материал: металл d50*h162  1/20",24,1709.8,2469.71,1899.78,"шт",0.49,8.1099999999999998E-4]
[null,"SPOT06-CLL5W-1",4260529292669,"Светильник накладной Lumin'arte SPOT06 Тип ламп 5W LED 375LM 4000K поворотный материал: металл d70*h146  1/20",24,772.44,1115.75,858.27,"шт",0.34599999999999997,1.178E-3]
[null,"SPOT06-DLL5W-1",4260529292942,"Светильник встраиваемый Lumin'arte SPOT06 Тип ламп 5 W 375LM 4000K LED поворотный материал: металл d70*h133  1/20",24,666.72,963.04,740.8,"шт",0.33900000000000002,1.518E-3]
[null,"SPOT06-CLL10W-2",4260529292683,"Светильник накладной Lumin'arte SPOT06 Тип ламп 10W LED 750LM 4000K поворотный материал: металл l260*w70*h160  1/10",24,1698.53,2453.4299999999998,1887.25,"шт",0.80800000000000005,3.235E-3]
[null,"SPOT06-CLL15W-3",4260529292706,"Светильник накладной Lumin'arte SPOT06 Тип ламп 15W LED 1125LM 4000K поворотный материал: металл l410*w70*h160  1/10",24,2435.7199999999998,3518.27,2706.36,"шт",1.1819999999999999,4.7939999999999997E-3]
[null,"SPOT06-CLL20W-4",4260529292720,"Светильник накладной Lumin'arte SPOT06 Тип ламп 20W LED 1500LM 4000K поворотный материал: металл l250*w250*h160  1/8",24,3264.54,4715.45,3627.27,"шт",1.724,8.6529999999999992E-3]
[null,"SPOT07-CLL5W-1",4260529292980,"Светильник накладной Lumin'arte SPOT07 Тип ламп 5W LED 375LM 4000K материал: металл d68*h75  1/40",24,501.8,724.83,557.55999999999995,"шт",0.19900000000000001,5.3600000000000002E-4]
[null,"SPOT07-CLL10W-1",4260529293000,"Светильник накладной SPOT07 Тип ламп 10W LED 750LM 4000K материал: металл d88*h75  1/30",24,670.95,969.15,745.5,"шт",0.29499999999999998,9.5600000000000004E-4]
[null,"ECLIPSE-WLL6W-R",4260529292003,"Светильник накладной Lumin'arte ECLIPSE Тип ламп 6W LED 4000K 450LM поворотный материал: металл, акрил d150*h430MM круг  1/20",24,792.17,1144.25,880.19,"шт",0.54500000000000004,1.426E-3]
[null,"ECLIPSE-WLL6W-S",4260529292027,"Светильник накладной Lumin'arte ECLIPSE Тип ламп 6W LED 4000K 450LM поворотный материал: металл, акрил d150*h430MM квадрат  1/20",24,821.77,1187,913.08,"шт",0.66,1.5150000000000001E-3]
[null,"SN-WLL1-10W-CH",4260529292782,"Светильник LED накладной 10W 630LM 4000K хром 100x380x70MM  1/15",1,2083.2399999999998,3009.12,2314.71,"шт",0.83299999999999996,4.5919999999999997E-3]
["Точечные светильники"]
["SUPERNOVA-DLL"]
["Lumin'arte"]
[null,"SN-DLL9W",4260375489848,"Светильник LED встраиваемый 9W 630LM 4000K  белый 40x127MM  1/20",1,302.36,436.74,335.95,"шт",0.21099999999999999,1.2290000000000001E-3]
[null,"SN-DLL9W-CH",4260529292751,"Светильник LED встраиваемый 9W 630LM 4000K хром 40x127MM  1/20",1,432.04,624.04999999999995,480.04,"шт",0.19500000000000001,1.2539999999999999E-3]
[null,"SN-DLL24W",4260375489855,"Светильник LED встраиваемый 24W 1800LM 4000K  белый 40x230MM  1/10",1,688.42,994.38,764.91,"шт",0.56200000000000006,3.8990000000000001E-3]
[null,"SN-DLL24W-CH",4260529292775,"Светильник LED встраиваемый 24W 1800LM 4000K хром 40x230MM  1/10",1,937.54,1354.22,1041.71,"шт",0.52100000000000002,3.9189999999999997E-3]
["GX53"]
["Lumin'arte"]
[null,"DJ01WH-DL50GX53",4260375485703,"Светильник встраиваемый GX53 белый 40*160MM  1/10/50",1,78.900000000000006,113.97,87.67,"шт",0.106,8.2799999999999996E-4]
[null,"DJ01AB-DL50GX53",4650001829238,"Светильник встраиваемый GX53 бронза 40x106MM  1/10/50",1,87.92,127,97.69,"шт",0.10100000000000001,6.96E-4]
[null,"DJ01GDM-DL50GX53",4650001829214,"Светильник встраиваемый GX53 золотой матовый 40x106MM  1/10/50",1,87.92,127,97.69,"шт",0.105,6.96E-4]
[null,"DJ01NL-DL50GX53",4650001829245,"Светильник встраиваемый GX53 никель40*106MM  1/10/50",1,87.92,127,97.69,"шт",0.10199999999999999,1.4679999999999999E-3]
[null,"DJ01GM-DL50GX53",4650001820891,"Светильник встраиваемый GX53 черный никель 40x106MM  1/10/50",1,87.92,127,97.69,"шт",0.11799999999999999,6.96E-4]
[null,"DJ01CH-DL50GX53",4260375488599,"Светильник встраиваемый GX53 хром 40x106MM  1/50",null,87.92,127,97.69,"шт",0.11799999999999999,1.0790000000000001E-3]
[null,"DJ02CH-DL50GX53",4260375489350,"Светильник встраиваемый GX53 хром 40x116xMM  1/50",1,115.43,166.74,128.26,"шт",0.113,8.8400000000000002E-4]
[null,"DJ04CH-DL50GX53",4260375489275,"Светильник встраиваемый GX53 хром 50x121MM  1/50",1,215.16,310.79000000000002,239.07,"шт",0.26200000000000001,7.7200000000000001E-4]
[null,"DJ05CH-DL20GX53",4630015263877,"Светильник встраиваемый GX53 хром 40x105MM  1/20",1,223.34,322.60000000000002,248.15,"шт",0.161,7.6099999999999996E-4]
["BASIC"]
["Lumin'arte"]
[null,"KDOWH-DL50GU5.3",4260375485741,"Светильник встраиваемый MR16 GU5.3 белый 35x80MM  1/50",1,33.96,49.05,37.729999999999997,"шт",6.7000000000000004E-2,3.9500000000000001E-4]
[null,"KDARGD-DL50GU5.3",4670002425925,"Светильник встраиваемый MR16 GU5.3 золото 35x90MM  1/100",1,56.58,81.73,62.87,"шт",0.09,4.6999999999999999E-4]
[null,"KDOSL-DL50GU5.3",4260529290382,"Светильник встраиваемый MR16 GU5.3 хром 35x80MM  1/50",1,44.64,64.48,49.6,"шт",6.8000000000000005E-2,3.9500000000000001E-4]
["ALUM"]
["Lumin'arte"]
[null,"ALUM01WH-DL50GU5.3",4260375485765,"Светильник встраиваемый ALUM  MR16 GU5.3 белый 18x95MM  1/50",1,60.41,87.26,67.12,"шт",7.5999999999999998E-2,4.86E-4]
[null,"ALUM01CH-DL50GU5.3",4260375489299,"Светильник встраиваемый ALUM  MR16 GU5.3 хром 18x95MM  1/50",1,60.41,87.26,67.12,"шт",6.2E-2,4.9100000000000001E-4]
[null,"ALUM03WH-DL50GU5.3",4260375485802,"Светильник встраиваемый ALUM  MR16 GU5.3 белый 18x95MM  1/50",1,60.41,87.26,67.12,"шт",6.3E-2,4.9100000000000001E-4]
[null,"ALUM04WH-DL50GU5.3",4630015264669,"Светильник встраиваемый ALUM  MR16 GU5.3 белый 18x95MM  1/50",1,56.22,81.209999999999994,62.47,"шт",6.2E-2,4.9100000000000001E-4]
[null,"ALUM04SV-DL50GU5.3",4630015264645,"Светильник встраиваемый ALUM  MR16 GU5.3 серебро 18x95MM  1/100",1,56.22,81.209999999999994,62.47,"шт",6.2E-2,4.86E-4]
[null,"ALUM04BL-DL50GU5.3",4630015264706,"Светильник встраиваемый ALUM  MR16 GU5.3 черный 18x95MM  1/50",1,56.22,81.209999999999994,62.47,"шт",6.2E-2,8.7000000000000001E-4]
[null,"ALUM04GD-DL50GU5.3",4630015264652,"Светильник встраиваемый ALUM  MR16 GU5.3 золотой 18x95MM  1/50",1,56.22,81.209999999999994,62.47,"шт",5.8000000000000003E-2,4.9100000000000001E-4]
[null,"ALUM05CH-DL50GU5.3",4260375489312,"Светильник встраиваемый ALUM  MR16 GU5.3 хром 22x802MM  1/50",1,55.04,79.510000000000005,61.16,"шт",4.5999999999999999E-2,4.0700000000000003E-4]
[null,"ALUM05BL-DL50GU5.3",4260375489336,"Светильник встраиваемый ALUM  MR16 GU5.3 черный 22x80MM  1/50",1,56.22,81.209999999999994,62.47,"шт",4.4999999999999998E-2,4.0700000000000003E-4]
[null,"ALUM05GD-DL50GU5.3",4630015264799,"Светильник встраиваемый ALUM  MR16 GU5.3 золотой 22x80MM  1/50",1,55.04,79.510000000000005,61.16,"шт",4.5999999999999999E-2,4.0700000000000003E-4]
["MODERN"]
["Lumin'arte"]
[null,"LUM01BL-DL50GU5.3",4630015264836,"Светильник встраиваемый MR16 GU5.3 черный 32x90MM  1/50",1,117.75,170.08,130.83000000000001,"шт",8.7999999999999995E-2,4.1199999999999999E-4]
[null,"MOD02CH-DL50GU5.3",4630015264867,"Светильник встраиваемый MR16 GU5.3 хром 32x92MM  1/50",1,117.75,170.08,130.83000000000001,"шт",0.13,4.1199999999999999E-4]
[null,"MOD02BR-DL50GU5.3",4630015264874,"Светильник встраиваемый MR16 GU5.3 коричневый 32x92MM  1/50",1,117.75,170.08,130.83000000000001,"шт",0.13,4.1199999999999999E-4]
[null,"MOD03WH-DL50GU5.3",4630015264881,"Светильник встраиваемый MR16 GU5.3 белый  23x100MM  1/50",1,149.03,215.27,165.59,"шт",0.08,4.1100000000000002E-4]
[null,"MOD04BR-DL50GU5.3",4630015264911,"Светильник встраиваемый MR16 GU5.3 коричневый  23x90MM  1/50",1,133.83000000000001,193.31,148.69999999999999,"шт",0.13,4.1599999999999997E-4]
[null,"SILV03CH-DL50GU5.3",4630015264898,"Светильник встраиваемый MR16 GU5.3 хром  32x92MM  1/50",1,107.15,154.78,119.06,"шт",0.12,4.4099999999999999E-4]
["POLYRESIN"]
["Lumin'arte"]
[null,"PL02-DL50GU5.3-GD",4260529290146,"Светильник встраиваемый MR16 GU5.3 прозрачный/золото 30x98MM  1/50",1,91.21,131.74,101.34,"шт",0.11799999999999999,4.2999999999999999E-4]
[null,"PL06-DL50GU5.3-GD",4260529290221,"Светильник встраиваемый MR16 GU5.3 прозрачный/золото 45x100MM  1/50",1,163.66999999999999,236.42,181.86,"шт",0.21199999999999999,5.7799999999999995E-4]
[null,"PL07-DL50GU5.3-GD",4260529290245,"Светильник встраиваемый MR16 GU5.3 прозрачный/золото 22x100MM  1/50",1,91.21,131.74,101.34,"шт",0.12,1.25E-3]
[null,"PL08-DL50GU5.3-GD",4260529290269,"Светильник встраиваемый MR16 GU5.3 прозрачный/коричневый 22x100MM  1/50",1,96.21,138.97,106.9,"шт",0.11700000000000001,4.1899999999999999E-4]
[null,"PL09-DLL50GU5.3-3W",4260529290283,"Светильник встраиваемый MR16 GU5.3 прозрачный/золото 22x100MM  1/50",1,126.19,182.27,140.21,"шт",0.126,4.2999999999999999E-4]
[null,"PL10-DLL50GU5.3-3W",4260529290306,"Светильник встраиваемый MR16 GU5.3 с LED 3W подсветкой прозрачный/золото 22x100MM  1/50",1,124.94,180.47,138.82,"шт",0.157,4.1899999999999999E-4]
[null,"PL11-DLL50GU5.3-3W",4260529290320,"Светильник встраиваемый MR16 GU5.3 с LED 3W подсветкой прозрачный/золото 22x100MM  1/50",1,122.44,176.85,136.04,"шт",0.128,4.2999999999999999E-4]
[null,"PL12-DLL50GU5.3-3W",4260529290344,"Светильник встраиваемый MR16 GU5.3 с LED 3W подсветкой прозрачный/золото 22x100MM  1/50",1,122.44,176.85,136.04,"шт",0.13400000000000001,4.2999999999999999E-4]
["CRYSTALL"]
["Lumin'arte"]
[null,"CT108BR-DL50GU5.3",4630015264812,"Светильник встраиваемый кристалл MR16 GU5.3 прозрачный/коричневый 55x92MM  1/20",1,153.33000000000001,221.48,170.37,"шт",0.16500000000000001,6.4999999999999997E-4]
[null,"CT583GD-DL50GU5.3",4260529291945,"Светильник встраиваемый кристалл MR16 GU5.3 прозрачный/золото 49x85MM  1/20",1,124.87,180.36,138.74,"шт",0.13,5.4100000000000003E-4]
[null,"CT583CR-DL50GU5.3",4260375485840,"Светильник встраиваемый кристалл MR16 GU5.3 прозрачный/хром 49x85MM  1/20",1,124.87,180.36,138.74,"шт",0.13200000000000001,5.4100000000000003E-4]
[null,"CT716GD-DL50GU5.3",4260375489398,"Светильник встраиваемый кристалл MR16 GU5.3 прозрачный/золото 55x87MM  1/20",1,212.47,306.89999999999998,236.08,"шт",0.158,5.8E-4]
[null,"CT716CR-DL50GU5.3",4260375489374,"Светильник встраиваемый кристалл MR16 GU5.3 прозрачный/хром 55x87MM  1/20",1,210.28,303.73,233.64,"шт",0.158,5.9599999999999996E-4]
[null,"CT108CR-DL50GU5.3",4630015264805,"Светильник встраиваемый кристалл MR16 GU5.3 прозрачный/хром 55x92MM  1/20",1,143.84,207.77,159.82,"шт",0.16500000000000001,6.4999999999999997E-4]
["DLUS"]
["Lumin'arte"]
[null,"DLUSWD-6W-4K",4260529295189,"Светильник встраиваемый Luminarte DLUSWD-6W-4K 510LM 6W металл IP44 21*118ММ  1/40",1,321.3,464.1,357,"шт",0.17399999999999999,8.3500000000000002E-4]
[null,"DLUSWD-9W-4K",4260529295202,"Светильник встраиваемый Luminarte DLUSWD-9W-4K 765LM металл IP44 21*145MM  1/30",1,437.22,631.54,485.8,"кор",0.25900000000000001,1.1820000000000001E-3]
[null,"DLUSWH-DLL5W",4260375485543,"Светильник LED ультратонкий встраиваемый 5W 4000K 325LM круг белый 20x89MM  1/50",1,105.34,152.15,117.04,"шт",0.106,3.7399999999999998E-4]
[null,"DLUSCH-DLL5W",4260375485529,"Светильник LED ультратонкий встраиваемый 5W 4000K 325LM круг хром 20x89MM  1/50",1,139.99,202.2,155.54,"шт",0.104,3.7399999999999998E-4]
[null,"DLUSNL-DLL5W",4260375485567,"Светильник LED ультратонкий встраиваемый 5W 4000K 325LM круг никель 20x89MM  1/50",1,139.99,202.2,155.54,"шт",0.104,3.7399999999999998E-4]
[null,"DLUSWH-DLL5W-S",4260529293024,"Светильник LED ультратонкий встраиваемый 5W 4000K 325LM квадрат белый 20x80MM  1/50",1,127.68,184.43,141.87,"шт",0.13500000000000001,5.7200000000000003E-4]
[null,"DLUSCH-DLL5W-S",4260529293048,"Светильник LED ультратонкий встраиваемый 5W 4000K 325LM квадрат хром 22x85MM  1/50",1,180.16,260.23,200.18,"шт",0.13500000000000001,5.7200000000000003E-4]
[null,"DLUSNL-DLL5W-S",4260529293062,"Светильник LED ультратонкий встраиваемый 5W 4000K 325LM квадрат никель 20x80MM  1/50",1,180.16,260.23,200.18,"шт",0.13500000000000001,5.7200000000000003E-4]
["LED"]
["Lumin'arte"]
[null,"LED01-DLL4W",4630015262429,"Светильник LED мебельный 4W 4000K 325LM хром 20x60MM  1/20",1,172.42,249.05,191.58,"шт",0.06,3.1799999999999998E-4]
["CFL"]
["Люстры"]
["Lumin'arte"]
[null,"Geneva-CL60E14*5FGD",4630015263570,"Светильник потолочный Geneva Тип ламп E14*60W*5 материал: металл, стекло D500*H700",1,1859.09,2685.35,2065.65,"шт",2.71,2.0747999999999999E-2]
[null,"Zephyr-CL40E27-5BL",4260375488230,"Светильник потолочный Zephyr Тип ламп E27*5*40W материал: металл,стекло,текстиль D500*H320  1/1",1,2414.46,3487.55,2682.73,"шт",2.21,3.0634000000000002E-2]
[null,"FONTANA-CL60E27-5WH",4260529292140,"Светильник потолочный FONTANA Тип ламп E27*5*60W материал: металл D550*285  1/1",null,3527.6,5095.42,3919.55,"шт",2.1,1.1310000000000001E-2]
[null,"Dracula-CL40E27-5BL",4260375488339,"Светильник потолочный Dracula Тип ламп E27 3*40W материал: металл D500*H335  1/1",1,2691.17,3887.25,2990.19,"шт",2.21,2.3408000000000002E-2]
["PANDA"]
["Lumin'arte"]
[null,"PANDA-WL40E27-1BL",4260529290047,"Светильник настенный PANDA Тип ламп 1*40W E27 материал: металл 250*130*140 голубой  1/1",1,1069.5999999999999,1544.97,1188.44,"шт",0.9,8.0999999999999996E-3]
[null,"PANDA-WL40E27-1YL",4260529290054,"Светильник настенный PANDA Тип ламп 1*40W E27 материал: металл 250*130*140 желтый  1/1",1,1069.5999999999999,1544.97,1188.44,"шт",0.9,8.0999999999999996E-3]
[null,"PANDA-TL40E27-1BL",4260529290085,"Светильник настольный PANDA Тип ламп 1*40W E27 материал: металл 180*130*300 голубой  1/1",1,1634.46,2360.89,1816.07,"шт",1.45,1.32E-2]
[null,"PANDA-TL40E27-1YL",4260529290092,"Светильник настольный PANDA Тип ламп 1*40W E27 материал: металл 180*130*300 желтый  1/1",1,1634.46,2360.89,1816.07,"шт",1.45,1.32E-2]
[null,"PANDA-PL40E27-3BL",4260529290061,"Светильник подвесной PANDA Тип ламп 3*60W E27 материал: металл 500*500*1000 голубой  1/1",1,3462.45,5001.32,3847.17,"шт",3.3,2.3935999999999999E-2]
[null,"PANDA-PL40E27-3YL",4260529290078,"Светильник подвесной PANDA Тип ламп 3*60W E27 материал: металл 500*500*1000 желтый  1/1",1,3462.45,5001.32,3847.17,"шт",2.5099999999999998,2.3935999999999999E-2]
["BIRD"]
["Lumin'arte"]
[null,"Bird-CL40G9-3BL",4260375488377,"Светильник потолочный Bird Тип ламп G9 материал: металл L560*W190*H250",1,1823.34,2633.71,2025.93,"шт",1.62,1.1627999999999999E-2]
["Подвесные светильники"]
["Lumin'arte"]
[null,"WOODY-PLL20W-3K",4260529293208,"Cветильник Luminarte LED подвесной WOODY-PLL20W-3K  1/1",2,3401.24,4912.91,3779.16,"шт",2.04,1.6403000000000001E-2]
[null,"PLM0040160E27",4630015261705,"Светильник подвесной  Тип ламп 1*60W E27 материал: металл 200*200*1000  1/1",1,751.94,1086.1400000000001,835.49,"шт",0.82,1.7247999999999999E-2]
[null,"Servi-PL60E27*1BR",4630015264478,"Светильник подвесной Servi Тип ламп E27*1*60W материал: металл, стекло D200*H1200  1/1",1,1104.79,1595.8,1227.54,"шт",1.3,1.5599999999999999E-2]
[null,"Neti-PL60E27*1BR",4260375485352,"Светильник подвесной Neti Тип ламп E27*1*60W материал: металл,стекло, текстиль D150*H1500  1/1",1,820.85,1185.68,912.06,"шт",0.7,8.3029999999999996E-3]
[null,"Prison-PL60E27*1BL",4630015264485,"Светильник подвесной Prison Тип ламп E27*1*60W материал: металл D200*1000  1/1",1,727.15,1050.32,807.94,"шт",0.7,9.7020000000000006E-3]
[null,"Mariposa-CL40E14-4WH",4260375488322,"Светильник подвесной Mariposa Тип ламп E14*4*40W материал: текстиль,пластик,хрусталь D400*H250",1,2441.4899999999998,3526.6,2712.77,"шт",3.22,4.5386999999999997E-2]
["OREON"]
["Lumin'arte"]
[null,"OREON01-CL60E27*2WH",4630015264638,"Светильник потолочный OREON01 Тип ламп E27*2*60W материал: металл, стекло 280*280*100",1,498.21,719.64,553.57000000000005,"шт",0.98,9.8580000000000004E-3]
[null,"OREON02-CL60E27*2BR",4630015264621,"Светильник потолочный OREON02 Тип ламп E27*2*60W материал: металл, стекло 320*320*110",1,540.77,781.11,600.85,"шт",1,1.2614E-2]
[null,"OREON03-CL60E27*2BR",4630015264614,"Светильник потолочный OREON03 Тип ламп E27*2*60W материал: металл, стекло 280*280*90",1,445.28,643.19000000000005,494.76,"шт",0.98,9.8580000000000004E-3]
["VIDA"]
["Lumin'arte"]
[null,"Vida-PL40E27-1CP",4260375488209,"Светильник подвесной Vida Тип ламп E27*1*40W материал: металл,стекло D150*H1110  1/1",1,1071.97,1548.4,1191.08,"шт",0.9,9.9000000000000008E-3]
[null,"Vida-PL40E27-3CP",4260375488216,"Светильник подвесной Vida Тип ламп E27*3*40W материал: металл,стекло L750*H1150*W150  1/1",1,2912.32,4206.68,3235.91,"шт",2.6,4.1579999999999999E-2]
["TULUZA"]
["Lumin'arte"]
[null,"Tuluza-CL60E14*2CH",4630015263396,"Светильник потолочный Tuluza Тип ламп E14*60W*2 материал: металл, стекло L200*W140*H170  1/1",1,729.64,1053.92,810.71,"шт",0.73,7.0559999999999998E-3]
[null,"Tuluza-CL60E14*3CH",4630015263402,"Светильник потолочный Tuluza Тип ламп E14*60W*3 материал: металл, стекло L350*W140*H200  1/1",1,1012.01,1461.79,1124.45,"шт",1.05,1.1178E-2]
["SIMPLE"]
["Lumin'arte"]
[null,"Simple-CL40E14*3WN",4630015264416,"Светильник потолочный Simple Тип ламп E14*3*60W материал: металл,пластик  D200*H330  1/1",1,678.12,979.51,753.47,"шт",1,8.0000000000000002E-3]
[null,"Simple-CL40E14*5WN",4630015264423,"Светильник потолочный Simple Тип ламп E14*5*60W материал: металл,пластик  D200*H330  1/1",1,1114.07,1609.21,1237.8499999999999,"шт",1.8,9.5999999999999992E-3]
["LUCKY"]
["Lumin'arte"]
[null,"LUCKY-CL60E14*3BL",4630015265673,"Светильник потолочный LUCKY Тип ламп E14*3*60W материал: металл,стекло 480*240  1/1",1,804.93,1162.68,894.37,"шт",1.02,1.2704999999999999E-2]
[null,"LUCKY-CL60E14*5BL",4630015265680,"Светильник потолочный LUCKY Тип ламп E24*5*60W материал: металл,стекло 480*240  1/1",1,1243.1400000000001,1795.65,1381.27,"шт",1.7,1.7711999999999999E-2]
["AURA"]
["Lumin'arte"]
[null,"Aura-CL40E27-3CH",4260375488247,"Светильник потолочный Aura Тип ламп E14*3*40W материал: металл,стекло D550*H230  1/1",1,1273.1300000000001,1838.97,1414.59,"шт",1.38,1.9040000000000001E-2]
[null,"Aura-CL40E27-5CH",4260375488254,"Светильник потолочный Aura Тип ламп E14*5*40W материал: металл,стекло D550*H230  1/1",1,2211.14,3193.87,2456.8200000000002,"шт",2.0099999999999998,2.7965E-2]
["PRISON"]
["Lumin'arte"]
[null,"PRISON-CL60E14-3WB",4260529292126,"Светильник подвесной PRISON Тип ламп E14*3*60W материал: металл,стекло  D550*720  1/1",null,2353.5,3399.5,2615,"шт",2,1.8734000000000001E-2]
[null,"PRISON-CL60E14-5WB",4260529292133,"Светильник подвесной PRISON Тип ламп E14*5*60W материал: металл,стекло  D550*720  1/1",1,3474.96,5019.3900000000003,3861.07,"шт",2.8,2.6622E-2]
["LUCH"]
["Lumin'arte"]
[null,"Luch-CL40E14-1WH",4260375488261,"Светильник потолочный Luch Тип ламп E14*1*40W материал: металл D100*H200  1/10",1,538.42999999999995,777.74,598.26,"шт",0.44600000000000001,4.4660000000000004E-3]
[null,"Luch-PL40E14-3WH",4260375488292,"Светильник подвесной Luch Тип ламп E14*3*40W материал: металл 440*100*1000",1,1433.37,2070.42,1592.63,"шт",1,8.5280000000000009E-3]
[null,"Luch-CL40E14-3WH",4260375488285,"Светильник потолочный Luch Тип ламп E14*3*40W материал: металл D400*220  1/1",1,1379.97,1993.29,1533.3,"шт",1.1000000000000001,7.1999999999999998E-3]
["CHRISTI"]
["Lumin'arte"]
[null,"Christi-CL60E14*5CH",4630015263495,"Люстра подвесная Christi Тип ламп 5*E14*40W материал: металл, стекло D550*H1100",1,5210.96,7526.95,5789.96,"шт",5.3,4.0320000000000002E-2]
["Хрустальные люстры"]
["Lumin'arte"]
[null,"Alegria-PL50GU10-3BG",4260375488223,"Светильник подвесной Alegria Тип ламп GU10*3*50W материал: металл,хрусталь D300*H1500",1,2169.2600000000002,3133.38,2410.29,"шт",2.8,2.6136E-2]
[null,"Brilliant-CL60E14-5WH",4260375488384,"Светильник потолочный Brilliant Тип ламп E14 5*60W материал: металл,хрусталь D495*310  1/1",1,3944.31,5697.34,4382.57,"шт",2.6,1.1088000000000001E-2]

{"sheet":" PRO","index":5,"n_rows":82,"n_cols":10,"rows_kept":82,"cut":false,"hidden":false,"merged":[[0,8,0,9],[2,0,4,0],[2,1,4,1],[2,2,4,2],[2,3,4,3],[2,4,4,4],[2,5,4,5],[2,6,4,6],[2,7,4,7],[2,8,4,8],[2,9,4,9]]}
[]
["Номенклатура"]
["Фото","Ссылка на сайт","Штрихкод / Артикул","Наименование","Гарантия, г.","МРОЦ, руб","Базовая цена, руб.","Ед. изм.","Вес, кг","Объем, м3"]
[]
[]
[null,null,null,null,null,null,"Укажите свою скидку %"]
["ДВО"]
["ДВО-01 Матовый"]
["WOLTA PRO"]
[null,"ДВО01-36-001-4К",4260529298432,"Светильник светодиодный WOLTA PRO Офис универсальный ДВО01-36-001-4К 595х595 мм IP40 4100лм 4000К Матовый 36 Вт 1/4",3,1417.45,1574.94,"шт",2.65,1.6929E-2]
[null,"ДВО01-36-001-5К",4260529298456,"Светильник светодиодный WOLTA PRO Офис универсальный ДВО01-36-001-5К 595х595 мм IP40 4100лм 5000К Матовый 36 Вт 1/4",3,1417.45,1574.94,"шт",2.65,1.6471E-2]
[null,"ДВО01-36-001-6К",4260529298470,"Светильник светодиодный WOLTA PRO Офис универсальный ДВО01-36-001-6К 595х595 мм IP40 4100лм 6500К Матовый 36 Вт 1/4",3,1417.45,1574.94,"шт",2.65,1.6929E-2]
[null,"ДВО01-54-001-4К",4260529298555,"Светильник светодиодный WOLTA PRO Офис универсальный ДВО01-54-001-4К 595х595 мм IP40 6000лм 4000К Матовый 54 Вт 1/4",3,1774.92,1972.13,"шт",2.7,1.6471E-2]
[null,"ДВО01-54-001-5К",4260529298579,"Светильник светодиодный WOLTA PRO Офис универсальный ДВО01-54-001-5К 595х595 мм IP40 6000лм 5000К Матовый 54 Вт 1/4",3,1774.92,1972.13,"шт",2.7,1.6929E-2]
[null,"ДВО01-54-001-6К",4260529298593,"Светильник светодиодный WOLTA PRO Офис универсальный ДВО01-54-001-6К 595х595 мм IP40 6000лм 6500К Матовый 54 Вт 1/4",3,1774.92,1972.13,"шт",2.7,1.6929E-2]
[null,"ДВО01-36-041-4К",4260529298678,"Светильник светодиодный WOLTA PRO Офис универсальный с БАП ДВО01-36-041-4К 595х595 мм IP40 4100лм 4000К Матовый 36 Вт с блоком аварийного питания 1/4",3,4136.95,4596.6099999999997,"шт",2.9,1.6471E-2]
[null,"ДВО01-36-041-5К",4260529298692,"Светильник светодиодный WOLTA PRO Офис универсальный с БАП ДВО01-36-041-5К 595х595 мм IP40 4100лм 5000К Матовый 36 Вт с блоком аварийного питания 1/4",3,4136.95,4596.6099999999997,"шт",2.8250000000000002,1.6471E-2]
[null,"ДВО01-36-041-6К",4260529298715,"Светильник светодиодный WOLTA PRO Офис универсальный с БАП ДВО01-36-041-6К 595х595 мм IP40 4100лм 6500К Матовый 36 Вт с блоком аварийного питания 1/4",3,4136.95,4596.6099999999997,"шт",2.9,1.6471E-2]
["ДВО-01 Микропризма"]
["WOLTA PRO"]
[null,"ДВО01-36-002-4К",4260529298371,"Светильник светодиодный WOLTA PRO Офис универсальный ДВО01-36-002-4К 595х595 мм IP40 4400лм 4000К Микропризма 36 Вт 1/4",3,1417.45,1574.94,"шт",2.65,1.6929E-2]
[null,"ДВО01-36-002-5К",4260529298395,"Светильник светодиодный WOLTA PRO Офис универсальный ДВО01-36-002-5К 595х595 мм IP40 4400лм 5000К Микропризма 36 Вт 1/4",3,1417.45,1574.94,"шт",2.65,1.4161E-2]
[null,"ДВО01-36-002-6К",4260529298418,"Светильник светодиодный WOLTA PRO Офис универсальный ДВО01-36-002-6К 595х595 мм IP40 4400лм 6500К Микропризма 36 Вт 1/4",3,1417.45,1574.94,"шт",2.65,1.6929E-2]
[null,"ДВО01-54-002-4К",4260529298494,"Светильник светодиодный WOLTA PRO Офис универсальный ДВО01-54-002-4К 595х595 мм IP40 6500лм 4000К Микропризма 54 Вт 1/4",3,1774.92,1972.13]
[null,"ДВО01-54-002-5К",4260529298517,"Светильник светодиодный WOLTA PRO Офис универсальный ДВО01-54-002-5К 595х595 мм IP40 6500лм 5000К Микропризма 54 Вт 1/4",3,1774.92,1972.13,"шт",2.7,1.6471E-2]
[null,"ДВО01-54-002-6К",4260529298531,"Светильник светодиодный WOLTA PRO Офис универсальный ДВО01-54-002-6К 595х595 мм IP40 6500лм 6500К Микропризма 54 Вт 1/4",3,1774.92,1972.13,"шт",2.7,1.6471E-2]
[null,"ДВО01-36-042-4К",4260529298616,"Светильник светодиодный WOLTA PRO Офис универсальный с БАП ДВО01-36-042-4К 595х595 мм IP40 4400лм 4000К Микропризма 36 Вт с блоком аварийного питания 1/4",3,4136.95,4596.6099999999997,"шт",2.9,1.6929E-2]
[null,"ДВО01-36-042-5К",4260529298630,"Светильник светодиодный WOLTA PRO Офис универсальный с БАП ДВО01-36-042-5К 595х595 мм IP40 4400лм 5000К Микропризма 36 Вт с блоком аварийного питания 1/4",3,4136.95,4596.6099999999997,"шт",2.9,1.6929E-2]
[null,"ДВО01-36-042-6К",4260529298654,"Светильник светодиодный WOLTA PRO Офис универсальный с БАП ДВО01-36-042-6К 595х595 мм IP40 4400лм 6500К Микропризма 36 Вт с блоком аварийного питания 1/4",3,4136.95,4596.6099999999997]
["ДВО-02 Матовый"]
["WOLTA PRO"]
[null,"ДВО02-36-001-4К",4260529298791,"Светильник светодиодный WOLTA PRO Грильято ДВО02-36-001-4К 588х588 мм IP40 4100лм 4000К Матовый 36 Вт 1/4",3,1546.3,1718.11,"шт",2.5,1.6650000000000002E-2]
[null,"ДВО02-36-001-5К",4260529298814,"Светильник светодиодный WOLTA PRO Грильято ДВО02-36-001-5К 588х588 мм IP40 4100лм 5000К Матовый 36 Вт 1/4",3,1546.3,1718.11,"шт",2.5,1.6199999999999999E-2]
[null,"ДВО02-36-001-6К",4260529298838,"Светильник светодиодный WOLTA PRO Грильято ДВО02-36-001-6К 588х588 мм IP40 4100лм 6500К Матовый 36 Вт 1/4",3,1546.3,1718.11,"шт",2.5,1.6199999999999999E-2]
[null,"ДВО02-54-001-4К",4260529298913,"Светильник светодиодный WOLTA PRO Грильято ДВО02-54-001-4К 588х588 мм IP40 6000лм 4000К Матовый 54 Вт 1/4",3,1774.92,1972.13,"шт",2.5,1.6199999999999999E-2]
[null,"ДВО02-54-001-5К",4260529298937,"Светильник светодиодный WOLTA PRO Грильято ДВО02-54-001-5К 588х588 мм IP40 6000лм 5000К Матовый 54 Вт 1/4",3,1774.92,1972.13,"шт",2.5,1.6199999999999999E-2]
[null,"ДВО02-54-001-6К",4260529298951,"Светильник светодиодный WOLTA PRO Грильято ДВО02-54-001-6К 588х588 мм IP40 6000лм 6500К Матовый 54 Вт 1/4",3,1774.92,1972.13,"шт",2.5,1.6199999999999999E-2]
[null,"ДВО02-36-041-4К",4260529299033,"Светильник светодиодный WOLTA PRO Грильято с БАП ДВО02-36-041-4К 588х588 мм IP40 4100лм 4000К Матовый 36 Вт с блоком аварийного питания 1/4",3,4513.04,5014.49,"шт",2.5,1.6199999999999999E-2]
[null,"ДВО02-36-041-5К",4260529299057,"Светильник светодиодный WOLTA PRO Грильято с БАП ДВО02-36-041-5К 588х588 мм IP40 4100лм 5000К Матовый 36 Вт с блоком аварийного питания 1/4",3,4513.04,5014.49,"шт",2.5,1.6199999999999999E-2]
[null,"ДВО02-36-041-6К",4260529299071,"Светильник светодиодный WOLTA PRO Грильято с БАП ДВО02-36-041-6К 588х588 мм IP40 4100лм 6500К Матовый 36 Вт с блоком аварийного питания 1/4",3,4513.04,5014.49,"шт",2.5,1.6199999999999999E-2]
["ДВО-02 Микропризма"]
["WOLTA PRO"]
[null,"ДВО02-36-002-4К",4260529298739,"Светильник светодиодный WOLTA PRO Грильято ДВО02-36-002-4К 588х588 мм IP40 4100лм 4000К Микропризма 36 Вт 1/4",3,1546.3,1718.11,"шт",2.5,1.6199999999999999E-2]
[null,"ДВО02-36-002-5К",4260529298753,"Светильник светодиодный WOLTA PRO Грильято ДВО02-36-002-5К 588х588 мм IP40 4100лм 5000К Микропризма 36 Вт 1/4",3,1546.3,1718.11,"шт",2.5,1.6199999999999999E-2]
[null,"ДВО02-36-002-6К",4260529298777,"Светильник светодиодный WOLTA PRO Грильято ДВО02-36-002-6К 588х588 мм IP40 4100лм 6500К Микропризма 36 Вт 1/4",3,1546.3,1718.11,"шт",2.5,1.6199999999999999E-2]
[null,"ДВО02-54-002-4К",4260529298852,"Светильник светодиодный WOLTA PRO Грильято ДВО02-54-002-4К 588х588 мм 6500лм IP40 4000К Микропризма 54 Вт 1/4",3,1774.92,1972.13,"шт",2.5,1.6199999999999999E-2]
[null,"ДВО02-54-002-5К",4260529298876,"Светильник светодиодный WOLTA PRO Грильято ДВО02-54-002-5К 588х588 мм IP40 6500лм 5000К Микропризма 54 Вт 1/4",3,1774.92,1972.13,"шт",2.5,1.6199999999999999E-2]
[null,"ДВО02-54-002-6К",4260529298890,"Светильник светодиодный WOLTA PRO Грильято ДВО02-54-002-6К 588х588 мм IP40 6500лм 6500К Микропризма 54 Вт 1/4",3,1774.92,1972.13,"шт",2.5,1.6199999999999999E-2]
[null,"ДВО02-36-042-4К",4260529298975,"Светильник светодиодный WOLTA PRO Грильято c БАП ДВО02-36-042-4К 588х588 мм IP40 4100лм 4000К Микропризма 36 Вт с блоком аварийного питания 1/4",3,4513.04,5014.49,"шт",2.85,1.6199999999999999E-2]
[null,"ДВО02-36-042-5К",4260529298999,"Светильник светодиодный WOLTA PRO Грильято с БАП ДВО02-36-042-5К 588х588 мм 4100лм 5000К Микропризма 36 Вт с блоком аварийного питания 1/4",3,4513.04,5014.49,"шт",2.5,1.6199999999999999E-2]
[null,"ДВО02-36-042-6К",4260529299019,"Светильник светодиодный WOLTA PRO Грильято с БАП ДВО02-36-042-6К 588х588 мм 4100лм 6500К Микропризма 36 Вт с блоком аварийного питания 1/4",3,4513.04,5014.49,"шт",2.5,1.6199999999999999E-2]
["ДВО-03 Матовый"]
["WOLTA PRO"]
[null,"ДВО03-36-001-4К",4260529299095,"Светильник светодиодный WOLTA PRO Чистый офис ДВО03-36-001-4К 595х595х48 мм IP54 4100лм 4000К Матовый 36 Вт 1/4",3,1892.65,2102.94,"шт",3.1,1.6199999999999999E-2]
[null,"ДВО03-36-001-5К",4260529299118,"Светильник светодиодный WOLTA PRO Чистый офис ДВО03-36-001-5К 595х595х48 мм IP54 4100лм 5000К Матовый 36 Вт 1/4",3,1892.65,2102.94,"шт",2.5,1.6199999999999999E-2]
[null,"ДВО03-36-001-6К",4260529299132,"Светильник светодиодный WOLTA PRO Чистый офис ДВО03-36-001-6К 595х595х48 мм IP54 4100лм 6500К Матовый 36 Вт 1/4",3,1892.65,2102.94,"шт",2.5,1.6199999999999999E-2]
[null,"ДВО03-54-001-4К",4260529299156,"Светильник светодиодный WOLTA PRO Чистый офис ДВО03-54-001-4К 595х595 мм 6000лм 4000К Матовый 54 Вт 1/4",3,2102.1999999999998,2335.7800000000002,"шт",3.25,1.6199999999999999E-2]
[null,"ДВО03-54-001-5К",4260529299170,"Светильник светодиодный WOLTA PRO Чистый офис ДВО03-54-001-5К 595х595 мм 6000лм 5000К Матовый 54 Вт 1/4",3,2102.1999999999998,2335.7800000000002,"шт",2.625,1.6199999999999999E-2]
[null,"ДВО03-54-001-6К",4260529299194,"Светильник светодиодный WOLTA PRO Чистый офис ДВО03-54-001-6К 595х595 мм 6000лм 6500К Матовый 54 Вт 1/4",3,2102.1999999999998,2335.7800000000002,"шт",2.625,1.6199999999999999E-2]
[null,"ДВО03-36-041-4К",4260529299217,"Светильник светодиодный WOLTA PRO с БАП Чистый офис с БАП ДВО03-36-041-4К 595х595 мм IP40 4100лм 4000К Матовый 36 Вт с блоком аварийного питания 1/4",3,5031.4399999999996,5590.49,"шт",2.5,1.6199999999999999E-2]
[null,"ДВО03-36-041-5К",4260529299231,"Светильник светодиодный WOLTA PRO Чистый офис с БАП ДВО03-36-041-5К 595х595 мм IP40 4100лм 5000К Матовый 36 Вт с блоком аварийного питания 1/4",3,5031.4399999999996,5590.49,"шт",2.5,1.6199999999999999E-2]
[null,"ДВО03-36-041-6К",4260529299255,"Светильник светодиодный WOLTA PRO Чистый офис с БАП ДВО03-36-041-6К 595х595 мм IP40 4100лм 6500К Матовый 36 Вт с блоком аварийного питания 1/4",3,5031.4399999999996,5590.49,"шт",2.5,1.6199999999999999E-2]
["ДПО"]
["ДПО-05"]
["WOLTA PRO"]
[null,"ДПО05-36-002-4К",4260529299699,"Светильник светодиодный WOLTA PRO Лайт ДПО05-36-002-4К 1210х118х40 мм 4400 лм IP40 4000К Прозрачный 1/10",3,1169.0899999999999,1298.99,"шт",1.1000000000000001]
[null,"ДПО05-36-002-5К",4260529299712,"Светильник светодиодный WOLTA PRO Лайт ДПО05-36-002-5К 1210х118х40 мм 4400 лм IP40 5000К Прозрачный 1/10",3,1169.0899999999999,1298.99,"шт",1.1000000000000001]
[null,"ДПО05-36-002-6К",4260529299736,"Светильник светодиодный WOLTA PRO Лайт ДПО05-36-002-6К 1210х118х40 мм 4400 лм IP40 6500К Прозрачный 1/10",3,1169.0899999999999,1298.99,"шт",1.1000000000000001]
["ДСП"]
["ДСП-04 Матовый"]
["WOLTA PRO"]
[null,"ДСП04-36-001-4К",4260529299781,"Светильник светодиодный WOLTA PRO УльтраПРОМ ДСП04-36-001-4К 1262x124x85 мм IP65 4100лм 4000K Матовый 36 Вт 1/1",3,1565.09,1738.99,"шт"]
[null,"ДСП04-36-001-5К",4260529299798,"Светильник светодиодный WOLTA PRO УльтраПРОМ ДСП04-36-001-5К 1262x124x85 мм IP65 4100лм 5000K Матовый 36 Вт 1/1",3,1565.09,1738.99,"шт"]
[null,"ДСП04-36-001-6К",4260529299804,"Светильник светодиодный WOLTA PRO УльтраПРОМ ДСП04-36-001-6К 1262x124x85 мм IP65 4100лм 6500K Матовый 36 Вт 1/1",3,1565.09,1738.99,"шт"]
[null,"ДСП04-54-001-4К",4260529299903,"Светильник светодиодный WOLTA PRO УльтраПРОМ ДСП04-54-001-4К 1262x124x85 мм IP65 6000лм 4000K Матовый 54 Вт 1/1",3,1814.82,2016.47,"шт"]
[null,"ДСП04-54-001-5К",4260529299910,"Светильник светодиодный WOLTA PRO УльтраПРОМ ДСП04-54-001-5К 1262x124x85 мм IP65 6000лм 5000K Матовый 54 Вт 1/1",3,1814.82,2016.47,"шт"]
[null,"ДСП04-54-001-6К",4260529299927,"Светильник светодиодный WOLTA PRO УльтраПРОМ ДСП04-54-001-6К 1262x124x85 мм IP65 6000лм 6500K Матовый 54 Вт 1/1",3,1814.82,2016.47,"шт"]
["ДСП-04 Прозрачный"]
["WOLTA PRO"]
[null,"ДСП04-36-002-4К",4260529299750,"Светильник светодиодный WOLTA PRO УльтраПРОМ ДСП04-36-002-4К 1262x124x85 мм IP65 4400лм 4000K Прозрачный 36 Вт 1/1",3,1565.09,1738.99,"шт"]
[null,"ДСП04-36-002-5К",4260529299767,"Светильник светодиодный WOLTA PRO УльтраПРОМ ДСП04-36-002-5К 1262x124x85 мм IP65 4400лм 5000K Прозрачный 36 Вт 1/1",3,1565.09,1738.99,"шт"]
[null,"ДСП04-36-002-6К",4260529299774,"Светильник светодиодный WOLTA PRO УльтраПРОМ ДСП04-36-002-6К 1262x124x85 мм IP65 4400лм 6500K Прозрачный 36 Вт 1/1",3,1565.09,1738.99,"шт",1.28,1.1648E-2]